## TITLE PAGE
Water Resources Planning Tables 2019
v11 - August 2016
All queries on the content of this workbook should be sent to:
water-company-plan@environment-agency.gov.uk
Water resource zone information
Company: |  | VWP
Resource Zone Name: |  | Tidworth
Resource Zone Number: |  | 1
Planning Scenario Name: |  | Dry Year Annual Average | DYAA | Normal Year Annual Average
Chosen Level of Service:
Base Year: |  | 2016-17
Responsible Officer: |  |  | Signed: |  | Dated:
Version: |  | 1 |  | [Digital signature is acceptable]
Key to cells
Clear cells - indicate an input is required
Yellow shaded cells - indicates a formula.
Blue shaded cells - indicate base year data.
Light grey shaded cells - indicate preceding years.
Dark grey cells - indicate that no data entry is required.
Worksheet |  | Content
WRZ summary |  | Supply-Demand Balance and components
1. BL Licences |  | Baseline water resources
2. BL Supply |  | Baseline water supplies
3. BL Demand |  | Baseline demand
4. BL SDB |  | Baseline supply demand balance
5. Feasible options |  | Fixed and Variable costs, Net Present Value, AIC and AISC of all feasible options - confidential
6. Preferred options |  | High level costs of preferred options (Dry Year) - publicly available
7. FP Supply |  | Final Planning water supplies (impact of Scenario options)
8. FP Demand |  | Final Planning demand (impact of Scenario options)
9. FP SDB |  | Final Planning supply demand balance
10. Drought plan links |  | Drought plan links
11. Drought plan links graph |  | Drought plan links graph

## WRZ summary
Summary graphs of water resources planning tables data
DERIVATION | DESCRIPTION | UNITS | 2016 - 17 | For info 2017-18 | For info 2018-19 | For info 2019-20 | 2020-21 | 2021-22 | 2022-23 | 2023-24 | 2024-25 | 2025-26 | 2026-27 | 2027-28 | 2028-29 | 2029-2030 | 2030-2031 | 2031-2032 | 2032-33 | 2033-34 | 2034-35 | 2035-36 | 2036-37 | 2037-38 | 2038-39 | 2039-40 | 2040-41 | 2041-42 | 2042-43 | 2043-44 | 2044-45
SUPPLY
13BL | Total water available for use | Ml/d | 6.22 | 6.22 | 6.22 | 6.22 | 6.22 | 6.22 | 6.22 | 6.22 | 6.22 | 6.22 | 6.22 | 6.22 | 6.22 | 6.22 | 6.22 | 6.22 | 6.22 | 6.22 | 6.22 | 6.22 | 6.22 | 6.22 | 6.22 | 6.22 | 6.22 | 6.22 | 6.22 | 6.22 | 6.22
13FP | Total water available for use | Ml/d | 6.22 | 0 | 0 | 0 | 6.22 | 6.22 | 6.22 | 6.22 | 6.22 | 6.22 | 6.22 | 6.22 | 6.22 | 6.22 | 6.22 | 6.22 | 6.22 | 6.22 | 6.22 | 6.22 | 6.22 | 6.22 | 6.22 | 6.22 | 6.51 | 6.55 | 6.59 | 6.65 | 6.68
| DEMAND |  | 0
26BL | Unmeasured household consumption | Ml/d | 0.12 | 0.13079 | 0.13079 | 0.13079 | 0.13079 | 0.13079 | 0.13079 | 0.13079 | 0.13079 | 0.13079 | 0.13079 | 0.13079 | 0.13079 | 0.13079 | 0.13079 | 0.13079 | 0.13079 | 0.13079 | 0.13079 | 0.13079 | 0.13079 | 0.13079 | 0.13079 | 0.13079 | 0.13079 | 0.13079 | 0.13079 | 0.13079 | 0.13079
26FP | Unmeasured household consumption | Ml/d | 0.12 | 0.13079 | 0.13079 | 0.13079 | 0.13079 | 0.13079 | 0.13079 | 0.13079 | 0.13079 | 0.13079 | 0.13079 | 0.13079 | 0.13079 | 0.13079 | 0.13079 | 0.13079 | 0.13079 | 0.13079 | 0.13079 | 0.13079 | 0.13079 | 0.13079 | 0.13079 | 0.13079 | 0.13079 | 0.13079 | 0.13079 | 0.13079 | 0.13079
25BL | Measured household consumption | Ml/d | 0.13 | 0.26073 | 0.32427 | 0.39534 | 0.45205 | 0.45205 | 0.45205 | 0.45205 | 0.45205 | 0.45205 | 0.45205 | 0.45205 | 0.45205 | 0.45205 | 0.45205 | 0.45205 | 0.45205 | 0.45205 | 0.45205 | 0.45205 | 0.45205 | 0.45205 | 0.45205 | 0.45205 | 0.45205 | 0.45205 | 0.45205 | 0.45205 | 0.45205
25FP | Measured household consumption | Ml/d | 0.13 | 0.26073 | 0.32427 | 0.39534 | 0.45205 | 0.45205 | 0.45205 | 0.45205 | 0.45205 | 0.45205 | 0.45205 | 0.45205 | 0.45205 | 0.45205 | 0.45205 | 0.45205 | 0.45205 | 0.45205 | 0.45205 | 0.45205 | 0.45205 | 0.45205 | 0.45205 | 0.45205 | 0.45205 | 0.45205 | 0.45205 | 0.45205 | 0.45205
23BL+24BL | Non-household consumption | Ml/d | 2.71 | 3.3444 | 3.3295 | 3.4394 | 3.5493 | 3.6964 | 3.7395 | 3.7826 | 3.8256 | 3.8687 | 3.9118 | 3.9549 | 3.998 | 4.041 | 4.0841 | 4.1272 | 4.1703 | 4.2133 | 4.2564 | 4.2995 | 4.3426 | 4.3857 | 4.4287 | 4.4718 | 4.5149 | 4.558 | 4.6011 | 4.6441 | 4.6872
23FP+24FP | Non-household consumption | Ml/d | 2.71 | 3.3444 | 3.3295 | 3.4394 | 3.5493 | 3.6964 | 3.7395 | 3.7826 | 3.8256 | 3.8687 | 3.9118 | 3.9549 | 3.998 | 4.041 | 4.0841 | 4.1272 | 4.1703 | 4.2133 | 4.2564 | 4.2995 | 4.3426 | 4.3857 | 4.4287 | 4.4718 | 4.5149 | 4.558 | 4.6011 | 4.6441 | 4.6872
40BL | Total leakage | Ml/d | 1.36 | 0.79974 | 0.65474 | 0.57974 | 0.57974 | 0.57974 | 0.57974 | 0.57974 | 0.57974 | 0.57974 | 0.57974 | 0.57974 | 0.57974 | 0.57974 | 0.57974 | 0.57974 | 0.57974 | 0.57974 | 0.57974 | 0.57974 | 0.57974 | 0.57974 | 0.57974 | 0.57974 | 0.57974 | 0.57974 | 0.57974 | 0.57974 | 0.57974
40FP | Total leakage | Ml/d | 1.36 | 0.79974 | 0.65474 | 0.57974 | 0.57974 | 0.57974 | 0.57974 | 0.57974 | 0.57974 | 0.57974 | 0.57974 | 0.57974 | 0.57974 | 0.57974 | 0.57974 | 0.57974 | 0.57974 | 0.57974 | 0.57974 | 0.57974 | 0.57974 | 0.57974 | 0.57974 | 0.57974 | 0.57974 | 0.57974 | 0.57974 | 0.57974 | 0.57974
11BL-(23BL:26BL)-40BL | Other components of demand | Ml/d | 0.01 | 0.01 | 0.01 | 0.01 | 0.01 | 0.01 | 0.01 | 0.01 | 0.01 | 0.01 | 0.01 | 0.01 | 0.01 | 0.01 | 0.01 | 0.01 | 0.01 | 0.01 | 0.01 | 0.01 | 0.01 | 0.01 | 0.01 | 0.01 | 0.01 | 0.01 | 0.01 | 0.01 | 0.01
11FP-(23FP:26FP)-40FP | Other components of demand | Ml/d | 0.01 | 0.01 | 0.01 | 0.01 | 0.01 | 0.01 | 0.01 | 0.01 | 0.01 | 0.01 | 0.01 | 0.01 | 0.01 | 0.01 | 0.01 | 0.01 | 0.01 | 0.01 | 0.01 | 0.01 | 0.01 | 0.01 | 0.01 | 0.01 | 0.01 | 0.01 | 0.01 | 0.01 | 0.01
| Total demand + target headroom (baseline) | Ml/d | 4.594 | 4.8207 | 4.7353 | 4.8523 | 5.0299 | 5.188 | 5.2421 | 5.2961 | 5.3502 | 5.4043 | 5.4584 | 5.5125 | 5.5665 | 5.6206 | 5.6747 | 5.7288 | 5.7829 | 5.8369 | 5.891 | 5.9451 | 5.9992 | 6.0532 | 6.1073 | 6.1614 | 6.2155 | 6.2696 | 6.3236 | 6.3777 | 6.4318
| Total demand + target headroom (final plan) | Ml/d | 4.594 | 4.5457 | 4.4493 | 4.5553 | 5.0299 | 5.188 | 5.2421 | 5.2961 | 5.3502 | 5.4043 | 5.4584 | 5.5125 | 5.5665 | 5.6206 | 5.6747 | 5.7288 | 5.7829 | 5.8369 | 5.891 | 5.9451 | 5.9992 | 6.0532 | 6.1073 | 6.1614 | 6.2155 | 6.2696 | 6.3236 | 6.3777 | 6.4318
SUPPLY-DEMAND BALANCE
16BL | Target headroom | Ml/d | 0.264 | 0.275 | 0.286 | 0.297 | 0.308 | 0.319 | 0.33 | 0.341 | 0.352 | 0.363 | 0.374 | 0.385 | 0.396 | 0.407 | 0.418 | 0.429 | 0.44 | 0.451 | 0.462 | 0.473 | 0.484 | 0.495 | 0.506 | 0.517 | 0.528 | 0.539 | 0.55 | 0.561 | 0.572
16FP | Target headroom | Ml/d | 0.264 | 0 | 0 | 0 | 0.308 | 0.319 | 0.33 | 0.341 | 0.352 | 0.363 | 0.374 | 0.385 | 0.396 | 0.407 | 0.418 | 0.429 | 0.44 | 0.451 | 0.462 | 0.473 | 0.484 | 0.495 | 0.506 | 0.517 | 0.528 | 0.539 | 0.55 | 0.561 | 0.572
17BL | Available headroom | Ml/d | 1.89 | 1.6743 | 1.7707 | 1.6647 | 1.4981 | 1.351 | 1.3079 | 1.2649 | 1.2218 | 1.1787 | 1.1356 | 1.0925 | 1.0495 | 1.0064 | 0.96331 | 0.92023 | 0.87715 | 0.83407 | 0.79099 | 0.74791 | 0.70483 | 0.66176 | 0.61868 | 0.5756 | 0.53252 | 0.48944 | 0.44636 | 0.40329 | 0.36021
17FP | Available headroom | Ml/d | 1.89 | 0 | 0 | 0 | 1.4981 | 1.351 | 1.3079 | 1.2649 | 1.2218 | 1.1787 | 1.1356 | 1.0925 | 1.0495 | 1.0064 | 0.96331 | 0.92023 | 0.87715 | 0.83407 | 0.79099 | 0.74791 | 0.70483 | 0.66176 | 0.61868 | 0.5756 | 0.82252 | 0.81944 | 0.81636 | 0.83329 | 0.82021
Baseline Supply-Demand Balance:
|  | 2020-21 | 2021-22 | 2022-23 | 2023-24 | 2024-25 | 2025-26 | 2026-27 | 2027-28 | 2028-29 | 2029-2030 | 2030-2031 | 2031-2032 | 2032-33 | 2033-34 | 2034-35 | 2035-36 | 2036-37 | 2037-38 | 2038-39 | 2039-40 | 2040-41 | 2041-42 | 2042-43 | 2043-44 | 2044-45
| SDB (Ml/d) | 1.1901 | 1.032 | 0.97793 | 0.92385 | 0.86978 | 0.8157 | 0.76162 | 0.70754 | 0.65346 | 0.59938 | 0.54531 | 0.49123 | 0.43715 | 0.38307 | 0.32899 | 0.27491 | 0.22083 | 0.16676 | 0.11268 | 0.058599 | 0.0045208 | -0.049558 | -0.10364 | -0.15771 | -0.21179
Final Planning Supply-Demand Balance:
|  | 2020-21 | 2021-22 | 2022-23 | 2023-24 | 2024-25 | 2025-26 | 2026-27 | 2027-28 | 2028-29 | 2029-2030 | 2030-2031 | 2031-2032 | 2032-33 | 2033-34 | 2034-35 | 2035-36 | 2036-37 | 2037-38 | 2038-39 | 2039-40 | 2040-41 | 2041-42 | 2042-43 | 2043-44 | 2044-45
| SDB (Ml/d) | 1.1901 | 1.032 | 0.97793 | 0.92385 | 0.86978 | 0.8157 | 0.76162 | 0.70754 | 0.65346 | 0.59938 | 0.54531 | 0.49123 | 0.43715 | 0.38307 | 0.32899 | 0.27491 | 0.22083 | 0.16676 | 0.11268 | 0.058599 | 0.29452 | 0.28044 | 0.26636 | 0.27229 | 0.24821
| Company: | 2026-27: VWP
| Resource Zone Name | 2026-27: Tidworth
Resource Zone Number: | bar: 2026-27
| Planning Scenario Name: | 2026-27: Dry Year Annual Average
| Chosen Level of Service: | 2026-27: 0

## 1. BL Licences
Table 1: Baseline licences |  |  |  |  | deployable output (Ml/d)
Row ref | Derivation | Licence number | Source name | Source type | Deployable output (Ml/d) | Annual licensed quantity (Ml/d) | Constraints on deployable output
All individual licences:
0.1BL | Sum (0.1BL+...) | - | - | - | 9 | 9 | -
- | Input |  | Group licence BH2, BH3 and CP |  | 9 | 9
Input
0.2BL | Sum (0.2BL+...) | - | Total | - | 0 | - | -
- | - | Group #: | [Enter name of group] | - | 0 | - | -
- | Input
- | Input
- | Input
- | Input
- | Input
Unused licences: | Derivation | Licence number | Source name | Source type | DYAA deployable output (Ml/d) | Annual licensed quantity (Ml/d) | Reason licence is unused
0.3BL | Sum (0.3BL+...) | - | - | - | 0 | 0 | -
Input
- | Input
New licences (within current AMP): | Derivation | Licence number | Source name | Source type | DYAA deployable output (Ml/d) | Annual licensed quantity (Ml/d) | Status of licence
0.4BL | Sum (0.4BL+...) | - | - | - | 0 | 0 | -
Input
- | Input
- | - | - | - | - | - | - | -
Company: |  | VWP
Resource Zone Name: |  | Tidworth
Resource Zone Number: |  | 1
Planning Scenario Name: |  | Dry Year Annual Average
Chosen Level of Service: |  | 0
README
Note on C3: Please list only individual licences (i.e. not used in conjunctive use systems).
Note on B8: If additional lines are required please insert into middle of group to ensure automatic calculations pick up all data.
Note on B17: If additional lines are required please insert into middle of group to ensure automatic calculations pick up all data. DO NOT DELETE DEFAULT INPUT ROWS - If unrequired leave blank.
Note on J18: Please state if a licence has been applied for, approved, granted, awaiting mobilisation, or other specified status.
Note on C30: Do not delete default inserted input lines. These are required to generate the autosum of all additional rows added. Additional rows which the user enters can be deleted.

## 2. BL Supply
Table 2: Baseline supply
| Row ref | Component | Derivation | Unit | decimal places | 2016-17 | For info 2017-18 | For info 2018-19 | For info 2019-20 | 2020-21 | 2021-22 | 2022-23 | 2023-24 | 2024-25 | 2025-26 | 2026-27 | 2027-28 | 2028-29 | 2029-2030 | 2030-2031 | 2031-2032 | 2032-33 | 2033-34 | 2034-35 | 2035-36 | 2036-37 | 2037-38 | 2038-39 | 2039-40 | 2040-41 | 2041-42 | 2042-43 | 2043-44 | 2044-45
| 1BL | Raw water abstracted | Input | Ml/d | 2 | 9 | 9 | 9 | 9 | 9 | 9 | 9 | 9 | 9 | 9 | 9 | 9 | 9 | 9 | 9 | 9 | 9 | 9 | 9 | 9 | 9 | 9 | 9 | 9 | 9 | 9 | 9 | 9 | 9
Resources | 2BL | Total raw water imported | sum(2.1BL+2.2BL+2.3BL...) | Ml/d | 2 | 0 | 0 | 0 | 0 | 0 | 0 | 0 | 0 | 0 | 0 | 0 | 0 | 0 | 0 | 0 | 0 | 0 | 0 | 0 | 0 | 0 | 0 | 0 | 0 | 0 | 0 | 0 | 0 | 0
| 2.1BL+ | Raw water imported from: None | Input | Ml/d | 2 | 0 | 0 | 0 | 0 | 0 | 0 | 0 | 0 | 0 | 0 | 0 | 0 | 0 | 0 | 0 | 0 | 0 | 0 | 0 | 0 | 0 | 0 | 0 | 0 | 0 | 0 | 0 | 0 | 0
| - | - | - | - | 2 |  | - | - | - | bar: 2021-22 to 2044-45
| 3BL | Total potable water imported | sum(3.1BL+3.2BL+3.3BL...) | Ml/d | 2 | 0 | 0 | 0 | 0 | 0 | 0 | 0 | 0 | 0 | 0 | 0 | 0 | 0 | 0 | 0 | 0 | 0 | 0 | 0 | 0 | 0 | 0 | 0 | 0 | 0 | 0 | 0 | 0 | 0
| 3.1BL+ | Potable water imported from: None | Input | Ml/d | 2 | 0 | 0 | 0 | 0 | 0 | 0 | 0 | 0 | 0 | 0 | 0 | 0 | 0 | 0 | 0 | 0 | 0 | 0 | 0 | 0 | 0 | 0 | 0 | 0 | 0 | 0 | 0 | 0 | 0
| - | - | - | - | 2 | - | - | - | - | bar: 2020-21 to 2044-45
| 5BL | Total raw water exported (raw exports and non potable uses) | sum(5.1BL+5.2BL+...) | Ml/d | 2 | 0 | 0 | 0 | 0 | 0 | 0 | 0 | 0 | 0 | 0 | 0 | 0 | 0 | 0 | 0 | 0 | 0 | 0 | 0 | 0 | 0 | 0 | 0 | 0 | 0 | 0 | 0 | 0 | 0
| 5.1BL | Non potable water supplied to: | Input | Ml/d | 2 | 0 | 0 | 0 | 0 | 0 | 0 | 0 | 0 | 0 | 0 | 0 | 0 | 0 | 0 | 0 | 0 | 0 | 0 | 0 | 0 | 0 | 0 | 0 | 0 | 0 | 0 | 0 | 0 | 0
| 5.2BL+ | Raw water export to: None | Input | Ml/d | 2 | 0 | 0 | 0 | 0 | 0 | 0 | 0 | 0 | 0 | 0 | 0 | 0 | 0 | 0 | 0 | 0 | 0 | 0 | 0 | 0 | 0 | 0 | 0 | 0 | 0 | 0 | 0 | 0 | 0
| - |  | - | - | 2 | - | - | - | - | bar: 2020-21 to 2044-45
| 6BL | Total potable water exported | sum(6.1BL+6.2BL+6.3BL...) | Ml/d | 2 | 2.74 | 2.74 | 2.74 | 2.74 | 2.74 | 2.74 | 2.74 | 2.74 | 2.74 | 2.74 | 2.74 | 2.74 | 2.74 | 2.74 | 2.74 | 2.74 | 2.74 | 2.74 | 2.74 | 2.74 | 2.74 | 2.74 | 2.74 | 2.74 | 2.74 | 2.74 | 2.74 | 2.74 | 2.74
| 6.1BL+ | Potable water export to: None | Input | Ml/d | 2 | 2.74 | 2.74 | 2.74 | 2.74 | 2.74 | 2.74 | 2.74 | 2.74 | 2.74 | 2.74 | 2.74 | 2.74 | 2.74 | 2.74 | 2.74 | 2.74 | 2.74 | 2.74 | 2.74 | 2.74 | 2.74 | 2.74 | 2.74 | 2.74 | 2.74 | 2.74 | 2.74 | 2.74 | 2.74
| - |  | - | Ml/d | 2 | - | - | - | - | bar: 2020-21 to 2044-45
| 7BL | Deployable Output (baseline profile without reductions) | sum(0.1Bl+0.2BL+0.3BL+0.4BL) | Ml/d | 2 | 9 | 9 | 9 | 9 | 9 | 9 | 9 | 9 | 9 | 9 | 9 | 9 | 9 | 9 | 9 | 9 | 9 | 9 | 9 | 9 | 9 | 9 | 9 | 9 | 9 | 9 | 9 | 9 | 9
Resource (and process) Losses | 8BL | Baseline forecast changes to Deployable Output | sum(8.1BL+8.2BL+8.3BL) | Ml/d | 2 | 0 | 0 | 0 | 0 | 0 | 0 | 0 | 0 | 0 | 0 | 0 | 0 | 0 | 0 | 0 | 0 | 0 | 0 | 0 | 0 | 0 | 0 | 0 | 0 | 0 | 0 | 0 | 0 | 0
| 8.1BL | Change in DO due to climate change | Input (reductions must be expressed as -ve) | Ml/d | 2 | 0 | 0 | 0 | 0 | 0 | 0 | 0 | 0 | 0 | 0 | 0 | 0 | 0 | 0 | 0 | 0 | 0 | 0 | 0 | 0 | 0 | 0 | 0 | 0 | 0 | 0 | 0 | 0 | 0
| 8.2BL | Reductions to restore sustainable abstraction | sum(8.2BL sub components) | Ml/d | 2 | 0 | 0 | 0 | 0 | 0 | 0 | 0 | 0 | 0 | 0 | 0 | 0 | 0 | 0 | 0 | 0 | 0 | 0 | 0 | 0 | 0 | 0 | 0 | 0 | 0 | 0 | 0 | 0 | 0
| 8.2BL+ | Total for the zone | Input (zero or negative number) | Ml/d | 2 | 0 | 0 | 0 | 0 | 0 | 0 | 0 | 0 | 0 | 0 | 0 | 0 | 0 | 0 | 0 | 0 | 0 | 0 | 0 | 0 | 0 | 0 | 0 | 0 | 0 | 0 | 0 | 0 | 0
| - |  | - | - | 2 | - | - | - | - | bar: 2020-21 to 2044-45
| 8.3BL | Total other changes to DO (specify, e.g. nitrates): None | Input (reductions must be expressed as -ve) | Ml/d | 2 | 0 | 0 | 0 | 0 | 0 | 0 | 0 | 0 | 0 | 0 | 0 | 0 | 0 | 0 | 0 | 0 | 0 | 0 | 0 | 0 | 0 | 0 | 0 | 0 | 0 | 0 | 0 | 0 | 0
| 9BL | Raw water losses, treatment works losses and operational use | Input | Ml/d | 2 | 0 | 0 | 0 | 0 | 0 | 0 | 0 | 0 | 0 | 0 | 0 | 0 | 0 | 0 | 0 | 0 | 0 | 0 | 0 | 0 | 0 | 0 | 0 | 0 | 0 | 0 | 0 | 0 | 0
| 10BL | Outage allowance | Input | Ml/d | 2 | 0.04 | 0.04 | 0.04 | 0.04 | 0.04 | 0.04 | 0.04 | 0.04 | 0.04 | 0.04 | 0.04 | 0.04 | 0.04 | 0.04 | 0.04 | 0.04 | 0.04 | 0.04 | 0.04 | 0.04 | 0.04 | 0.04 | 0.04 | 0.04 | 0.04 | 0.04 | 0.04 | 0.04 | 0.04
|  | Company: | VWP
|  | Resource Zone Name: | Tidworth
|  | Resource Zone Number: | 1
|  | Planning Scenario Name: | Dry Year Annual Average
|  | Chosen Level of Service: | 0

## 3. BL Demand
Table 3: Baseline demand
| Row ref | Component | Derivation | Unit | Decimal places | 2016-17 | For info 2017-18 | For info 2018-19 | For info 2019-20 | 2020-21 | 2021-22 | 2022-23 | 2023-24 | 2024-25 | 2025-26 | 2026-27 | 2027-28 | 2028-29 | 2029-2030 | 2030-2031 | 2031-2032 | 2032-33 | 2033-34 | 2034-35 | 2035-36 | 2036-37 | 2037-38 | 2038-39 | 2039-40 | 2040-41 | 2041-42 | 2042-43 | 2043-44 | 2044-45
Consumption | 19BL | Water delivered measured non-household | Input | Ml/d | 2 | 0.5 | 0.44563 | 0.45153 | 0.45743 | 0.46333 | 0.46923 | 0.47513 | 0.48103 | 0.48693 | 0.49283 | 0.49873 | 0.50463 | 0.51053 | 0.51643 | 0.52233 | 0.52823 | 0.53413 | 0.54003 | 0.54593 | 0.55183 | 0.55773 | 0.56363 | 0.56953 | 0.57543 | 0.58133 | 0.58723 | 0.59313 | 0.59903 | 0.60493
| 20BL | Water delivered unmeasured non- household | Input | Ml/d | 2 | 2.27 | 2.9588 | 2.938 | 3.042 | 3.146 | 3.2872 | 3.3244 | 3.3615 | 3.3987 | 3.4359 | 3.4731 | 3.5102 | 3.5474 | 3.5846 | 3.6218 | 3.659 | 3.6961 | 3.7333 | 3.7705 | 3.8077 | 3.8449 | 3.882 | 3.9192 | 3.9564 | 3.9936 | 4.0307 | 4.0679 | 4.1051 | 4.1423
| 21BL | Water delivered measured household | Input | Ml/d | 2 | 0.15 | 0.28073 | 0.34427 | 0.41534 | 0.47205 | 0.47205 | 0.47205 | 0.47205 | 0.47205 | 0.47205 | 0.47205 | 0.47205 | 0.47205 | 0.47205 | 0.47205 | 0.47205 | 0.47205 | 0.47205 | 0.47205 | 0.47205 | 0.47205 | 0.47205 | 0.47205 | 0.47205 | 0.47205 | 0.47205 | 0.47205 | 0.47205 | 0.47205
| 22BL | Water delivered unmeasured household | Input | Ml/d | 2 | 0.12 | 0.13079 | 0.13079 | 0.13079 | 0.13079 | 0.13079 | 0.13079 | 0.13079 | 0.13079 | 0.13079 | 0.13079 | 0.13079 | 0.13079 | 0.13079 | 0.13079 | 0.13079 | 0.13079 | 0.13079 | 0.13079 | 0.13079 | 0.13079 | 0.13079 | 0.13079 | 0.13079 | 0.13079 | 0.13079 | 0.13079 | 0.13079 | 0.13079
| 23BL | Measured Non Household - Consumption | 19BL-34BL | Ml/d | 2 | 0.5 | 0.44563 | 0.45153 | 0.45743 | 0.46333 | 0.46923 | 0.47513 | 0.48103 | 0.48693 | 0.49283 | 0.49873 | 0.50463 | 0.51053 | 0.51643 | 0.52233 | 0.52823 | 0.53413 | 0.54003 | 0.54593 | 0.55183 | 0.55773 | 0.56363 | 0.56953 | 0.57543 | 0.58133 | 0.58723 | 0.59313 | 0.59903 | 0.60493
| 24BL | Unmeasured Non Household - Consumption | 20BL-35BL | Ml/d | 2 | 2.21 | 2.8988 | 2.878 | 2.982 | 3.086 | 3.2272 | 3.2644 | 3.3015 | 3.3387 | 3.3759 | 3.4131 | 3.4502 | 3.4874 | 3.5246 | 3.5618 | 3.599 | 3.6361 | 3.6733 | 3.7105 | 3.7477 | 3.7849 | 3.822 | 3.8592 | 3.8964 | 3.9336 | 3.9707 | 4.0079 | 4.0451 | 4.0823
| 25BL | Measured Household - Consumption | 21BL-36BL | Ml/d | 2 | 0.13 | 0.26073 | 0.32427 | 0.39534 | 0.45205 | 0.45205 | 0.45205 | 0.45205 | 0.45205 | 0.45205 | 0.45205 | 0.45205 | 0.45205 | 0.45205 | 0.45205 | 0.45205 | 0.45205 | 0.45205 | 0.45205 | 0.45205 | 0.45205 | 0.45205 | 0.45205 | 0.45205 | 0.45205 | 0.45205 | 0.45205 | 0.45205 | 0.45205
| 26BL | Unmeasured Household - Consumption | 22BL-37BL | Ml/d | 2 | 0.12 | 0.13079 | 0.13079 | 0.13079 | 0.13079 | 0.13079 | 0.13079 | 0.13079 | 0.13079 | 0.13079 | 0.13079 | 0.13079 | 0.13079 | 0.13079 | 0.13079 | 0.13079 | 0.13079 | 0.13079 | 0.13079 | 0.13079 | 0.13079 | 0.13079 | 0.13079 | 0.13079 | 0.13079 | 0.13079 | 0.13079 | 0.13079 | 0.13079
| 27 - | Percentage of consumption driven by climate change | Input | % | 1 | 0 | 0 | 0 | 0 | 0 | 0 | 0 | 0 | 0 | 0 | 0 | 0 | 0 | 0 | 0 | 0 | 0 | 0 | 0 | 0 | 0 | 0 | 0 | 0 | 0 | 0 | 0 | 0 | 0
| 28 - | Volume of consumption driven by climate change |  | Ml/d | 1 | 0 | 0 | 0 | 0 | 0 | 0 | 0 | 0 | 0 | 0 | 0 | 0 | 0 | 0 | 0 | 0 | 0 | 0 | 0 | 0 | 0 | 0 | 0 | 0 | 0 | 0 | 0 | 0 | 0
PCC and consumption by component | 29BL | Measured Household - PCC | (25BL*1,000,000)/(51BL*1,000) | l/h/d | 1 | 88.8 | 108.6 | 106.4 | 104.8 | 103.9 | 103.9 | 103.9 | 103.9 | 103.9 | 103.9 | 103.9 | 103.9 | 103.9 | 103.9 | 103.9 | 103.9 | 103.9 | 103.9 | 103.9 | 103.9 | 103.9 | 103.9 | 103.9 | 103.9 | 103.9 | 103.9 | 103.9 | 103.9 | 103.9
| 29.1BL | Measured toilet flushing | Input | l/h/d | 1 | 24.864 | 30.408 | 29.792 | 29.344 | 29.092 | 29.092 | 29.092 | 29.092 | 29.092 | 29.092 | 29.092 | 29.092 | 29.092 | 29.092 | 29.092 | 29.092 | 29.092 | 29.092 | 29.092 | 29.092 | 29.092 | 29.092 | 29.092 | 29.092 | 29.092 | 29.092 | 29.092 | 29.092 | 29.092
| 29.2BL | Measured personal washing | Input | l/h/d | 1 | 23.088 | 28.236 | 27.664 | 27.248 | 27.014 | 27.014 | 27.014 | 27.014 | 27.014 | 27.014 | 27.014 | 27.014 | 27.014 | 27.014 | 27.014 | 27.014 | 27.014 | 27.014 | 27.014 | 27.014 | 27.014 | 27.014 | 27.014 | 27.014 | 27.014 | 27.014 | 27.014 | 27.014 | 27.014
| 29.3BL | Measured clothes washing | Input | l/h/d | 1 | 21.312 | 26.064 | 25.536 | 25.152 | 24.936 | 24.936 | 24.936 | 24.936 | 24.936 | 24.936 | 24.936 | 24.936 | 24.936 | 24.936 | 24.936 | 24.936 | 24.936 | 24.936 | 24.936 | 24.936 | 24.936 | 24.936 | 24.936 | 24.936 | 24.936 | 24.936 | 24.936 | 24.936 | 24.936
| 29.4BL | Measured dish washing | Input | l/h/d | 1 | 10.656 | 13.032 | 12.768 | 12.576 | 12.468 | 12.468 | 12.468 | 12.468 | 12.468 | 12.468 | 12.468 | 12.468 | 12.468 | 12.468 | 12.468 | 12.468 | 12.468 | 12.468 | 12.468 | 12.468 | 12.468 | 12.468 | 12.468 | 12.468 | 12.468 | 12.468 | 12.468 | 12.468 | 12.468
| 29.5BL | Measured miscellaneous internal use | Input | l/h/d | 1 | 8.88 | 10.86 | 10.64 | 10.48 | 10.39 | 10.39 | 10.39 | 10.39 | 10.39 | 10.39 | 10.39 | 10.39 | 10.39 | 10.39 | 10.39 | 10.39 | 10.39 | 10.39 | 10.39 | 10.39 | 10.39 | 10.39 | 10.39 | 10.39 | 10.39 | 10.39 | 10.39 | 10.39 | 10.39
| 29.6BL | Measured external use | Input | l/h/d | 1 | 0 | 0 | 0 | 0 | 0 | 1 | 2 | 3 | 4 | 5 | 6 | 7 | 8 | 9 | 10 | 11 | 12 | 13 | 14 | 15 | 16 | 17 | 18 | 19 | 20 | 21 | 22 | 23 | 24
| 30BL | Unmeasured Household - PCC | (26BL*1,000,000)/(52BL*1,000) | l/h/d | 1 | 159.7 | 159.8 | 159.8 | 159.8 | 159.8 | 159.8 | 159.8 | 159.8 | 159.8 | 159.8 | 159.8 | 159.8 | 159.8 | 159.8 | 159.8 | 159.8 | 159.8 | 159.8 | 159.8 | 159.8 | 159.8 | 159.8 | 159.8 | 159.8 | 159.8 | 159.8 | 159.8 | 159.8 | 159.8
| 30.1BL | Unmeasured toilet flushing | Input | l/h/d | 1 | 44.716 | 44.744 | 44.744 | 44.744 | 44.744 | 44.744 | 44.744 | 44.744 | 44.744 | 44.744 | 44.744 | 44.744 | 44.744 | 44.744 | 44.744 | 44.744 | 44.744 | 44.744 | 44.744 | 44.744 | 44.744 | 44.744 | 44.744 | 44.744 | 44.744 | 44.744 | 44.744 | 44.744 | 44.744
| 30.2BL | Unmeasured personal washing | Input | l/h/d | 1 | 41.522 | 41.548 | 41.548 | 41.548 | 41.548 | 41.548 | 41.548 | 41.548 | 41.548 | 41.548 | 41.548 | 41.548 | 41.548 | 41.548 | 41.548 | 41.548 | 41.548 | 41.548 | 41.548 | 41.548 | 41.548 | 41.548 | 41.548 | 41.548 | 41.548 | 41.548 | 41.548 | 41.548 | 41.548
| 30.3BL | Unmeasured clothes washing | Input | l/h/d | 1 | 38.328 | 38.352 | 38.352 | 38.352 | 38.352 | 38.352 | 38.352 | 38.352 | 38.352 | 38.352 | 38.352 | 38.352 | 38.352 | 38.352 | 38.352 | 38.352 | 38.352 | 38.352 | 38.352 | 38.352 | 38.352 | 38.352 | 38.352 | 38.352 | 38.352 | 38.352 | 38.352 | 38.352 | 38.352
| 30.4BL | Unmeasured dish washing | Input | l/h/d | 1 | 19.164 | 19.176 | 19.176 | 19.176 | 19.176 | 19.176 | 19.176 | 19.176 | 19.176 | 19.176 | 19.176 | 19.176 | 19.176 | 19.176 | 19.176 | 19.176 | 19.176 | 19.176 | 19.176 | 19.176 | 19.176 | 19.176 | 19.176 | 19.176 | 19.176 | 19.176 | 19.176 | 19.176 | 19.176
| 30.5BL | Unmeasured miscellaneous internal use | Input | l/h/d | 1 | 15.97 | 15.98 | 15.98 | 15.98 | 15.98 | 15.98 | 15.98 | 15.98 | 15.98 | 15.98 | 15.98 | 15.98 | 15.98 | 15.98 | 15.98 | 15.98 | 15.98 | 15.98 | 15.98 | 15.98 | 15.98 | 15.98 | 15.98 | 15.98 | 15.98 | 15.98 | 15.98 | 15.98 | 15.98
| 30.6BL | Unmeasured external use | Input | l/h/d | 1 | 0 | 0 | 0 | 0 | 0 | 1 | 2 | 3 | 4 | 5 | 6 | 7 | 8 | 9 | 10 | 11 | 12 | 13 | 14 | 15 | 16 | 17 | 18 | 19 | 20 | 21 | 22 | 23 | 24
| 31BL | Average Household - PCC | ((25BL+26BL)*1,000,000))/(51BL+52BL*1,000) | l/h/d | 1 | 112.8566 | 121.6532 | 117.6972 | 114.5954 | 112.7442 | 112.7442 | 112.7442 | 112.7442 | 112.7442 | 112.7442 | 112.7442 | 112.7442 | 112.7442 | 112.7442 | 112.7442 | 112.7442 | 112.7442 | 112.7442 | 112.7442 | 112.7442 | 112.7442 | 112.7442 | 112.7442 | 112.7442 | 112.7442 | 112.7442 | 112.7442 | 112.7442 | 112.7442
| 32BL | Water Taken Unbilled | Input | Ml/d | 2 | 0 | 0 | 0 | 0 | 0 | 0 | 0 | 0 | 0 | 0 | 0 | 0 | 0 | 0 | 0 | 0 | 0 | 0 | 0 | 0 | 0 | 0 | 0 | 0 | 0 | 0 | 0 | 0 | 0
| 33BL | Distribution System Operational Use | Input | Ml/d | 2 | 0.01 | 0.01 | 0.01 | 0.01 | 0.01 | 0.01 | 0.01 | 0.01 | 0.01 | 0.01 | 0.01 | 0.01 | 0.01 | 0.01 | 0.01 | 0.01 | 0.01 | 0.01 | 0.01 | 0.01 | 0.01 | 0.01 | 0.01 | 0.01 | 0.01 | 0.01 | 0.01 | 0.01 | 0.01
Leakage | 34BL | Measured Non Household - USPL | Input | Ml/d | 2 | 0 | 0 | 0 | 0 | 0 | 0 | 0 | 0 | 0 | 0 | 0 | 0 | 0 | 0 | 0 | 0 | 0 | 0 | 0 | 0 | 0 | 0 | 0 | 0 | 0 | 0 | 0 | 0 | 0
| 35BL | Unmeasured Non Household - USPL | Input | Ml/d | 2 | 0.06 | 0.06 | 0.06 | 0.06 | 0.06 | 0.06 | 0.06 | 0.06 | 0.06 | 0.06 | 0.06 | 0.06 | 0.06 | 0.06 | 0.06 | 0.06 | 0.06 | 0.06 | 0.06 | 0.06 | 0.06 | 0.06 | 0.06 | 0.06 | 0.06 | 0.06 | 0.06 | 0.06 | 0.06
| 36BL | Measured Household - USPL | Input | Ml/d | 2 | 0.02 | 0.02 | 0.02 | 0.02 | 0.02 | 0.02 | 0.02 | 0.02 | 0.02 | 0.02 | 0.02 | 0.02 | 0.02 | 0.02 | 0.02 | 0.02 | 0.02 | 0.02 | 0.02 | 0.02 | 0.02 | 0.02 | 0.02 | 0.02 | 0.02 | 0.02 | 0.02 | 0.02 | 0.02
| 37BL | Unmeasured Household - USPL | Input | Ml/d | 2 | 0 | 0 | 0 | 0 | 0 | 0 | 0 | 0 | 0 | 0 | 0 | 0 | 0 | 0 | 0 | 0 | 0 | 0 | 0 | 0 | 0 | 0 | 0 | 0 | 0 | 0 | 0 | 0 | 0
| 38BL | Void Properties - USPL | Input | Ml/d | 2 | 0 | 0 | 0 | 0 | 0 | 0 | 0 | 0 | 0 | 0 | 0 | 0 | 0 | 0 | 0 | 0 | 0 | 0 | 0 | 0 | 0 | 0 | 0 | 0 | 0 | 0 | 0 | 0 | 0
| 39BL | Distribution Losses | Input | Ml/d | 2 | 1.28 | 0.71974 | 0.57474 | 0.49974 | 0.49974 | 0.49974 | 0.49974 | 0.49974 | 0.49974 | 0.49974 | 0.49974 | 0.49974 | 0.49974 | 0.49974 | 0.49974 | 0.49974 | 0.49974 | 0.49974 | 0.49974 | 0.49974 | 0.49974 | 0.49974 | 0.49974 | 0.49974 | 0.49974 | 0.49974 | 0.49974 | 0.49974 | 0.49974
| 40BL | Total Leakage | sum(34BL:39BL) | Ml/d | 2 | 1.36 | 0.79974 | 0.65474 | 0.57974 | 0.57974 | 0.57974 | 0.57974 | 0.57974 | 0.57974 | 0.57974 | 0.57974 | 0.57974 | 0.57974 | 0.57974 | 0.57974 | 0.57974 | 0.57974 | 0.57974 | 0.57974 | 0.57974 | 0.57974 | 0.57974 | 0.57974 | 0.57974 | 0.57974 | 0.57974 | 0.57974 | 0.57974 | 0.57974
| 41BL | Total Leakage | (40BL*1,000,000)/(48BL*1,000) | l/prop/d | 2 | 530.2144 | 265.1652 | 199.2508 | 161.577 | 151.4072 | 151.4072 | 151.4072 | 150.8556 | 151.4072 | 151.4072 | 151.4072 | 151.4072 | 151.4072 | 151.4072 | 151.4072 | 151.4072 | 151.4072 | 151.4072 | 151.4072 | 151.4072 | 151.4072 | 151.4072 | 151.4072 | 151.4072 | 151.4072 | 151.4072 | 151.4072 | 151.4072 | 151.4072
Customer: Properties | 42BL | Measured non-households - properties | Input (total, excluding voids) | 000's | 2 | 0.128 | 0.161 | 0.161 | 0.161 | 0.161 | 0.161 | 0.161 | 0.161 | 0.161 | 0.161 | 0.161 | 0.161 | 0.161 | 0.161 | 0.161 | 0.161 | 0.161 | 0.161 | 0.161 | 0.161 | 0.161 | 0.161 | 0.161 | 0.161 | 0.161 | 0.161 | 0.161 | 0.161 | 0.161
| 43BL | Unmeasured non-households - properties | Input (total, excluding voids) | 000's | 2 | 1.5 | 1.5 | 1.5 | 1.5 | 1.5 | 1.5 | 1.5 | 1.5 | 1.5 | 1.5 | 1.5 | 1.5 | 1.5 | 1.5 | 1.5 | 1.5 | 1.5 | 1.5 | 1.5 | 1.5 | 1.5 | 1.5 | 1.5 | 1.5 | 1.5 | 1.5 | 1.5 | 1.5 | 1.5
| 44BL | All void non-households - properties | Input (voids in each year) | 000's | 2 | 0 | 0 | 0 | 0 | 0 | 0 | 0 | 0.014 | 0 | 0 | 0 | 0 | 0 | 0 | 0 | 0 | 0 | 0 | 0 | 0 | 0 | 0 | 0 | 0 | 0 | 0 | 0 | 0 | 0
| 45BL | Total measured households - properties (excl void) | Pre-plan year = input. Forecast years = Previous year 45BL + sum(45.1BL:45.6BL) | 000's | 2 | 0.61 | 1 | 1.27 | 1.572 | 1.813 | 1.813 | 1.813 | 1.813 | 1.813 | 1.813 | 1.813 | 1.813 | 1.813 | 1.813 | 1.813 | 1.813 | 1.813 | 1.813 | 1.813 | 1.813 | 1.813 | 1.813 | 1.813 | 1.813 | 1.813 | 1.813 | 1.813 | 1.813 | 1.813
| 45.1BL | New build properties - properties | Input (new builds in each year) | 000's | 2 | 0.155 | 0.451 | 0.27 | 0.302 | 0.241 | 0 | 0 | 0 | 0 | 0 | 0 | 0 | 0 | 0 | 0 | 0 | 0 | 0 | 0 | 0 | 0 | 0 | 0 | 0 | 0 | 0 | 0 | 0 | 0
| 45.2BL | Meter optants - properties | Input (meter optants in each year) | 000's | 2 | 0 | 0 | 0 | 0 | 0 | 0 | 0 | 0 | 0 | 0 | 0 | 0 | 0 | 0 | 0 | 0 | 0 | 0 | 0 | 0 | 0 | 0 | 0 | 0 | 0 | 0 | 0 | 0 | 0
| 45.3BL | Compulsory metering - properties | Input (compulsory meters in each year) | 000's | 2 | 0 | 0 | 0 | 0 | 0 | 0 | 0 | 0 | 0 | 0 | 0 | 0 | 0 | 0 | 0 | 0 | 0 | 0 | 0 | 0 | 0 | 0 | 0 | 0 | 0 | 0 | 0 | 0 | 0
| 45.4BL | Metering on change of occupancy - properties | Input (change of occupancy meters in each year) | 000's | 2 | 0 | 0 | 0 | 0 | 0 | 0 | 0 | 0 | 0 | 0 | 0 | 0 | 0 | 0 | 0 | 0 | 0 | 0 | 0 | 0 | 0 | 0 | 0 | 0 | 0 | 0 | 0 | 0 | 0
| 45.5BL | Selective metering - properties | Input (selective meters in each year) | 000's | 2 | 0 | 0 | 0 | 0 | 0 | 0 | 0 | 0 | 0 | 0 | 0 | 0 | 0 | 0 | 0 | 0 | 0 | 0 | 0 | 0 | 0 | 0 | 0 | 0 | 0 | 0 | 0 | 0 | 0
| 45.6BL | Other changes to existing metering - properties | Input (other changes to meters in each year) | 000's | 2 | 0 | 0 | 0 | 0 | 0 | 0 | 0 | 0 | 0 | 0 | 0 | 0 | 0 | 0 | 0 | 0 | 0 | 0 | 0 | 0 | 0 | 0 | 0 | 0 | 0 | 0 | 0 | 0 | 0
| 45.7BL | Measured void households - properties | Input (voids in each year) | 000's | 2 | 0 | 0 | 0 | 0 | 0 | 0 | 0 | 0 | 0 | 0 | 0 | 0 | 0 | 0 | 0 | 0 | 0 | 0 | 0 | 0 | 0 | 0 | 0 | 0 | 0 | 0 | 0 | 0 | 0
| 46BL | Unmeasured households - properties (excl void) | Input (total) | 000's | 2 | 0.313 | 0.341 | 0.341 | 0.341 | 0.341 | 0.341 | 0.341 | 0.341 | 0.341 | 0.341 | 0.341 | 0.341 | 0.341 | 0.341 | 0.341 | 0.341 | 0.341 | 0.341 | 0.341 | 0.341 | 0.341 | 0.341 | 0.341 | 0.341 | 0.341 | 0.341 | 0.341 | 0.341 | 0.341
| 47BL | Unmeasured void households - properties | Input (voids in each year) | 000's | 2 | 0.014 | 0.014 | 0.014 | 0.014 | 0.014 | 0.014 | 0.014 | 0.014 | 0.014 | 0.014 | 0.014 | 0.014 | 0.014 | 0.014 | 0.014 | 0.014 | 0.014 | 0.014 | 0.014 | 0.014 | 0.014 | 0.014 | 0.014 | 0.014 | 0.014 | 0.014 | 0.014 | 0.014 | 0.014
| 48BL | Total Resource Zone Properties (incl voids) | SUM(42BL:45BL)+45.7BL+46BL+47BL | 000's | 2 | 2.565 | 3.016 | 3.286 | 3.588 | 3.829 | 3.829 | 3.829 | 3.843 | 3.829 | 3.829 | 3.829 | 3.829 | 3.829 | 3.829 | 3.829 | 3.829 | 3.829 | 3.829 | 3.829 | 3.829 | 3.829 | 3.829 | 3.829 | 3.829 | 3.829 | 3.829 | 3.829 | 3.829 | 3.829
Customer: Population | 49BL | Measured Non Household - Population | Input (total) | 000's | 2 | 0.3072 | 0.3864 | 0.3864 | 0.3864 | 0.3864 | 0.3864 | 0.3864 | 0.3864 | 0.3864 | 0.3864 | 0.3864 | 0.3864 | 0.3864 | 0.3864 | 0.3864 | 0.3864 | 0.3864 | 0.3864 | 0.3864 | 0.3864 | 0.3864 | 0.3864 | 0.3864 | 0.3864 | 0.3864 | 0.3864 | 0.3864 | 0.3864 | 0.3864
| 50BL | Unmeasured Non Household - Population | Input (total) | 000's | 2 | 6 | 6 | 6.26 | 6.52 | 6.78 | 7.04 | 7.04 | 7.04 | 7.04 | 7.04 | 7.04 | 7.04 | 7.04 | 7.04 | 7.04 | 7.04 | 7.04 | 7.04 | 7.04 | 7.04 | 7.04 | 7.04 | 7.04 | 7.04 | 7.04 | 8.04 | 9.04 | 10.04 | 11.04
| 51BL | Measured Household - Population | Input (total) | 000's | 2 | 1.464 | 2.4 | 3.048 | 3.7728 | 4.3512 | 4.3512 | 4.3512 | 4.3512 | 4.3512 | 4.3512 | 4.3512 | 4.3512 | 4.3512 | 4.3512 | 4.3512 | 4.3512 | 4.3512 | 4.3512 | 4.3512 | 4.3512 | 4.3512 | 4.3512 | 4.3512 | 4.3512 | 4.3512 | 4.3512 | 4.3512 | 4.3512 | 4.3512
| 52BL | Unmeasured Household - Population | Input (total) | 000's | 2 | 0.7512 | 0.8184 | 0.8184 | 0.8184 | 0.8184 | 0.8184 | 0.8184 | 0.8184 | 0.8184 | 0.8184 | 0.8184 | 0.8184 | 0.8184 | 0.8184 | 0.8184 | 0.8184 | 0.8184 | 0.8184 | 0.8184 | 0.8184 | 0.8184 | 0.8184 | 0.8184 | 0.8184 | 0.8184 | 0.8184 | 0.8184 | 0.8184 | 0.8184
| 53BL | Total Resource Zone Population | Sum(49BL:52BL) | 000's | 2 | 8.5224 | 9.6048 | 10.5128 | 11.4976 | 12.336 | 12.596 | 12.596 | 12.596 | 12.596 | 12.596 | 12.596 | 12.596 | 12.596 | 12.596 | 12.596 | 12.596 | 12.596 | 12.596 | 12.596 | 12.596 | 12.596 | 12.596 | 12.596 | 12.596 | 12.596 | 13.596 | 14.596 | 15.596 | 16.596
Occupancy | 54BL | Measured Household - Occupancy Rate (average) (excl voids) | 51BL/45BL | h/prop | 1 | 2.4 | 2.4 | 2.4 | 2.4 | 2.4 | 2.4 | 2.4 | 2.4 | 2.4 | 2.4 | 2.4 | 2.4 | 2.4 | 2.4 | 2.4 | 2.4 | 2.4 | 2.4 | 2.4 | 2.4 | 2.4 | 2.4 | 2.4 | 2.4 | 2.4 | 2.4 | 2.4 | 2.4 | 2.4
| 55BL | Unmeasured Household - Occupancy Rate | 52BL/46BL | h/prop | 1 | 2.4 | 2.4 | 2.4 | 2.4 | 2.4 | 2.4 | 2.4 | 2.4 | 2.4 | 2.4 | 2.4 | 2.4 | 2.4 | 2.4 | 2.4 | 2.4 | 2.4 | 2.4 | 2.4 | 2.4 | 2.4 | 2.4 | 2.4 | 2.4 | 2.4 | 2.4 | 2.4 | 2.4 | 2.4
Metering | 56BL | Total Household Metering penetration (excl. voids) | 45BL/45BL+46BL | % | 0 | 66.09% | 74.57% | 78.83% | 82.17% | 84.17% | 84.17% | 84.17% | 84.17% | 84.17% | 84.17% | 84.17% | 84.17% | 84.17% | 84.17% | 84.17% | 84.17% | 84.17% | 84.17% | 84.17% | 84.17% | 84.17% | 84.17% | 84.17% | 84.17% | 84.17% | 84.17% | 84.17% | 84.17% | 84.17%
| 57BL | Total Household Metering penetration (incl. voids) | 45BL/(45BL+45.7BL+46BL+47BL) | % | 0 | 65.1% | 73.8% | 78.15% | 81.58% | 83.63% | 83.63% | 83.63% | 83.63% | 83.63% | 83.63% | 83.63% | 83.63% | 83.63% | 83.63% | 83.63% | 83.63% | 83.63% | 83.63% | 83.63% | 83.63% | 83.63% | 83.63% | 83.63% | 83.63% | 83.63% | 83.63% | 83.63% | 83.63% | 83.63%
|  | Company: | VWP
|  | Resource Zone Name: | Tidworth
|  | Resource Zone Number: | 1
|  | Planning Scenario Name: | Dry Year Annual Average
|  | Chosen Level of Service: | 0

## 4. BL SDB
Table 4: Baseline supply demand balance
| Row ref | Component | Derivation | Unit | Decimal places | 2016-17 | For info 2017-18 | For info 2018-19 | For info 2019-20 | 2020-21 | 2021-22 | 2022-23 | 2023-24 | 2024-25 | 2025-26 | 2026-27 | 2027-28 | 2028-29 | 2029-2030 | 2030-2031 | 2031-2032 | 2032-33 | 2033-34 | 2034-35 | 2035-36 | 2036-37 | 2037-38 | 2038-39 | 2039-40 | 2040-41 | 2041-42 | 2042-43 | 2043-44 | 2044-45
SDB | 11BL | Distribution input | 19BL+20BL+21BL+22BL+32BL+33BL+38BL+39BL | Ml/d | 2 | 4.33 | 4.5457 | 4.4493 | 4.5553 | 4.7219 | 4.869 | 4.9121 | 4.9551 | 4.9982 | 5.0413 | 5.0844 | 5.1275 | 5.1705 | 5.2136 | 5.2567 | 5.2998 | 5.3429 | 5.3859 | 5.429 | 5.4721 | 5.5152 | 5.5582 | 5.6013 | 5.6444 | 5.6875 | 5.7306 | 5.7736 | 5.8167 | 5.8598
| 12BL | Water Available For Use (own sources) | (7BL+8BL)-(9BL+10BL) | Ml/d | 2 | 8.96 | 8.96 | 8.96 | 8.96 | 8.96 | 8.96 | 8.96 | 8.96 | 8.96 | 8.96 | 8.96 | 8.96 | 8.96 | 8.96 | 8.96 | 8.96 | 8.96 | 8.96 | 8.96 | 8.96 | 8.96 | 8.96 | 8.96 | 8.96 | 8.96 | 8.96 | 8.96 | 8.96 | 8.96
| 13BL | Total Water Available For Use | 12BL+(2BL+3BL)-(5BL+6BL) | Ml/d | 2 | 6.22 | 6.22 | 6.22 | 6.22 | 6.22 | 6.22 | 6.22 | 6.22 | 6.22 | 6.22 | 6.22 | 6.22 | 6.22 | 6.22 | 6.22 | 6.22 | 6.22 | 6.22 | 6.22 | 6.22 | 6.22 | 6.22 | 6.22 | 6.22 | 6.22 | 6.22 | 6.22 | 6.22 | 6.22
| 14BL | Target headroom (climate change component) | Input | Ml/d | 2 | 0 | 0 | 0 | 0 | 0 | 0 | 0 | 0 | 0 | 0 | 0 | 0 | 0 | 0 | 0 | 0 | 0 | 0 | 0 | 0 | 0 | 0 | 0 | 0 | 0 | 0 | 0 | 0 | 0
| 15BL | Target headroom (All other components) | Input | Ml/d | 2 | 0.264 | 0.275 | 0.286 | 0.297 | 0.308 | 0.319 | 0.33 | 0.341 | 0.352 | 0.363 | 0.374 | 0.385 | 0.396 | 0.407 | 0.418 | 0.429 | 0.44 | 0.451 | 0.462 | 0.473 | 0.484 | 0.495 | 0.506 | 0.517 | 0.528 | 0.539 | 0.55 | 0.561 | 0.572
| 16BL | Target Headroom | 14BL+15BL | Ml/d | 2 | 0.264 | 0.275 | 0.286 | 0.297 | 0.308 | 0.319 | 0.33 | 0.341 | 0.352 | 0.363 | 0.374 | 0.385 | 0.396 | 0.407 | 0.418 | 0.429 | 0.44 | 0.451 | 0.462 | 0.473 | 0.484 | 0.495 | 0.506 | 0.517 | 0.528 | 0.539 | 0.55 | 0.561 | 0.572
| 17BL | Available Headroom | 13BL-11BL | Ml/d | 2 | 1.89 | 1.6743 | 1.7707 | 1.6647 | 1.4981 | 1.351 | 1.3079 | 1.2649 | 1.2218 | 1.1787 | 1.1356 | 1.0925 | 1.0495 | 1.0064 | 0.96331 | 0.92023 | 0.87715 | 0.83407 | 0.79099 | 0.74791 | 0.70483 | 0.66176 | 0.61868 | 0.5756 | 0.53252 | 0.48944 | 0.44636 | 0.40329 | 0.36021
| 18BL | Supply Demand Balance | 17BL-16BL | Ml/d | 2 | 1.626 | 1.3993 | 1.4847 | 1.3677 | 1.1901 | 1.032 | 0.97793 | 0.92385 | 0.86978 | 0.8157 | 0.76162 | 0.70754 | 0.65346 | 0.59938 | 0.54531 | 0.49123 | 0.43715 | 0.38307 | 0.32899 | 0.27491 | 0.22083 | 0.16676 | 0.11268 | 0.058599 | 0.0045208 | -0.049558 | -0.10364 | -0.15771 | -0.21179
|  | Company: | VWP
|  | Resource Zone Name: | Tidworth
|  | Resource Zone Number: | 1
|  | Planning Scenario Name: | Dry Year Annual Average
|  | Chosen Level of Service: | 0
README

## 5. Feasible Options
Table 5: Feasible options detailed costs | [18 empty] | ENTER DISCOUNT RATE %
Detail the gains in WAFU / savings in demand, and the costs of feasible options under capacity use scenario | [18 empty] | ENTER DISCOUNT PERIOD (YRS) | [82 empty] | Note: If option costs are required from beyond year 80 then the NPV calculation formula must be amended manually to cover the extended period
Row ref | Option name | Option reference no. | Type of option | Preferred Option (Y/N) | Earliest potential option start date (Year) | Costs based on capacity | WAFU on full implementation (Ml/d) | NPV of WAFU (Ml) | CAPEX NPV (£000) | OPEX NPV (£000) | NPV of opex savings (£000) | NPV of carbon (£000) | Social & Env. NPV (£000) | TOTAL NPV (£000) | AIC (p/m3) | AISC (p/m3) | Scope confidence (score 1 to 5) | Cost confidence (score 1 to 5) | Cost component | Derivation | Unit | 2020-21 | 2021-22 | 2022-23 | 2023-24 | 2024-25 | 2025-26 | 2026-27 | 2027-28 | 2028-29 | 2029-2030 | 2030-2031 | 2031-2032 | 2032-33 | 2033-34 | 2034-35 | 2035-36 | 2036-37 | 2037-38 | 2038-39 | 2039-40 | 2040-41 | 2041-42 | 2042-43 | 2043-44 | 2044-45 | Year 26 | Year 27 | Year 28 | Year 29 | Year 30 | Year 31 | Year 32 | Year 33 | Year 34 | Year 35 | Year 36 | Year 37 | Year 38 | Year 39 | Year 40 | Year 41 | Year 42 | Year 43 | Year 44 | Year 45 | Year 46 | Year 47 | Year 48 | Year 49 | Year 50 | Year 51 | Year 52 | Year 53 | Year 54 | Year 55 | Year 56 | Year 57 | Year 58 | Year 59 | Year 60 | Year 61 | Year 62 | Year 63 | Year 64 | Year 65 | Year 66 | Year 67 | Year 68 | Year 69 | Year 70 | Year 71 | Year 72 | Year 73 | Year 74 | Year 75 | Year 76 | Year 77 | Year 78 | Year 79 | Year 80 | Year 81 | Year 82 | Year 83 | Year 84 | Year 85 | Year 86 | Year 87 | Year 88 | Year 89 | Year 90 | Year 91 | Year 92 | Year 93 | Year 94 | Year 95 | Year 96 | Year 97 | Year 98 | Year 99 | Year 100 | Year 101 | Year 102 | Year 103 | Year 104
58a | RESOURCE SIDE | bar: 2020-21 to Year 80
58.1a | Options to increase raw water abstractions | [17 empty] | Total Mld for SDB component |  |  | 0 | 0 | 0 | 0 | 0 | 0 | 0 | 0 | 0 | 0 | 0 | 0 | 0 | 0 | 0 | 0 | 0 | 0 | 0 | 0 | 0 | 0 | 0 | 0 | 0 | 0 | 0 | 0 | 0 | 0 | 0 | 0 | 0 | 0 | 0 | 0 | 0 | 0 | 0 | 0 | 0 | 0 | 0 | 0 | 0 | 0 | 0 | 0 | 0 | 0 | 0 | 0 | 0 | 0 | 0 | 0 | 0 | 0 | 0 | 0 | 0 | 0 | 0 | 0 | 0 | 0 | 0 | 0 | 0 | 0 | 0 | 0 | 0 | 0 | 0 | 0 | 0 | 0 | 0 | 0 | 0 | 0 | 0 | 0 | 0 | 0 | 0 | 0 | 0 | 0 | 0 | 0 | 0 | 0 | 0 | 0 | 0 | 0 | 0 | 0 | 0 | 0 | 0 | 0
58.2a | Options to increase raw imports | [20 empty] | 0 | 0 | 0 | 0 | 0 | 0 | 0 | 0 | 0 | 0 | 0 | 0 | 0 | 0 | 0 | 0 | 0 | 0 | 0 | 0 | 0 | 0 | 0 | 0 | 0 | 0 | 0 | 0 | 0 | 0 | 0 | 0 | 0 | 0 | 0 | 0 | 0 | 0 | 0 | 0 | 0 | 0 | 0 | 0 | 0 | 0 | 0 | 0 | 0 | 0 | 0 | 0 | 0 | 0 | 0 | 0 | 0 | 0 | 0 | 0 | 0 | 0 | 0 | 0 | 0 | 0 | 0 | 0 | 0 | 0 | 0 | 0 | 0 | 0 | 0 | 0 | 0 | 0 | 0 | 0 | 0 | 0 | 0 | 0 | 0 | 0 | 0 | 0 | 0 | 0 | 0 | 0 | 0 | 0 | 0 | 0 | 0 | 0 | 0 | 0 | 0 | 0 | 0 | 0
58.3a | Options to increase potable imports | [20 empty] | 0 | 0 | 0 | 0 | 0 | 0 | 0 | 0 | 0 | 0 | 0 | 0 | 0 | 0 | 0 | 0 | 0 | 0 | 0 | 0 | 0 | 0 | 0 | 0 | 0 | 0 | 0 | 0 | 0 | 0 | 0 | 0 | 0 | 0 | 0 | 0 | 0 | 0 | 0 | 0 | 0 | 0 | 0 | 0 | 0 | 0 | 0 | 0 | 0 | 0 | 0 | 0 | 0 | 0 | 0 | 0 | 0 | 0 | 0 | 0 | 0 | 0 | 0 | 0 | 0 | 0 | 0 | 0 | 0 | 0 | 0 | 0 | 0 | 0 | 0 | 0 | 0 | 0 | 0 | 0 | 0 | 0 | 0 | 0 | 0 | 0 | 0 | 0 | 0 | 0 | 0 | 0 | 0 | 0 | 0 | 0 | 0 | 0 | 0 | 0 | 0 | 0 | 0 | 0
58.4a | Options to reduce raw water losses and operational use | [20 empty] | 0 | 0 | 0 | 0 | 0 | 0 | 0 | 0 | 0 | 0 | 0 | 0 | 0 | 0 | 0 | 0 | 0 | 0 | 0 | 0 | 0 | 0 | 0 | 0 | 0 | 0 | 0 | 0 | 0 | 0 | 0 | 0 | 0 | 0 | 0 | 0 | 0 | 0 | 0 | 0 | 0 | 0 | 0 | 0 | 0 | 0 | 0 | 0 | 0 | 0 | 0 | 0 | 0 | 0 | 0 | 0 | 0 | 0 | 0 | 0 | 0 | 0 | 0 | 0 | 0 | 0 | 0 | 0 | 0 | 0 | 0 | 0 | 0 | 0 | 0 | 0 | 0 | 0 | 0 | 0 | 0 | 0 | 0 | 0 | 0 | 0 | 0 | 0 | 0 | 0 | 0 | 0 | 0 | 0 | 0 | 0 | 0 | 0 | 0 | 0 | 0 | 0 | 0 | 0
58.5a | Options to reduce raw water exports | [20 empty] | 0 | 0 | 0 | 0 | 0 | 0 | 0 | 0 | 0 | 0 | 0 | 0 | 0 | 0 | 0 | 0 | 0 | 0 | 0 | 0 | 0 | 0 | 0 | 0 | 0 | 0 | 0 | 0 | 0 | 0 | 0 | 0 | 0 | 0 | 0 | 0 | 0 | 0 | 0 | 0 | 0 | 0 | 0 | 0 | 0 | 0 | 0 | 0 | 0 | 0 | 0 | 0 | 0 | 0 | 0 | 0 | 0 | 0 | 0 | 0 | 0 | 0 | 0 | 0 | 0 | 0 | 0 | 0 | 0 | 0 | 0 | 0 | 0 | 0 | 0 | 0 | 0 | 0 | 0 | 0 | 0 | 0 | 0 | 0 | 0 | 0 | 0 | 0 | 0 | 0 | 0 | 0 | 0 | 0 | 0 | 0 | 0 | 0 | 0 | 0 | 0 | 0 | 0 | 0
58.6a | Options to reduce potable water exports | [20 empty] | 0 | 0 | 0 | 0 | 0 | 0 | 0 | 0 | 0 | 0 | 0 | 0 | 0 | 0 | 0 | 0 | 0 | 0 | 0 | 0 | 0 | 0 | 0 | 0 | 0 | 0 | 0 | 0 | 0 | 0 | 0 | 0 | 0 | 0 | 0 | 0 | 0 | 0 | 0 | 0 | 0 | 0 | 0 | 0 | 0 | 0 | 0 | 0 | 0 | 0 | 0 | 0 | 0 | 0 | 0 | 0 | 0 | 0 | 0 | 0 | 0 | 0 | 0 | 0 | 0 | 0 | 0 | 0 | 0 | 0 | 0 | 0 | 0 | 0 | 0 | 0 | 0 | 0 | 0 | 0 | 0 | 0 | 0 | 0 | 0 | 0 | 0 | 0 | 0 | 0 | 0 | 0 | 0 | 0 | 0 | 0 | 0 | 0 | 0 | 0 | 0 | 0 | 0 | 0
58.1x | LB Export Reduction | Appendix 5 Section 1.7 | Export Reduction | Y | 2041/42 | Capacity | 0.46 |  | 0 | 0 | 0 | 0 | 0 | 0 | #DIV/0! | #DIV/0! |  |  | Gains in WAFU / Savings in demand | Input | Ml/d | 2040-41: 0.29; 2041-42: 0.33; 2042-43: 0.37; 2043-44: 0.43; 2044-45: 0.46; Note: If option costs are required from beyond year 80 then the NPV calculation formula must be amended manually to cover the extended period Year 81: 0; Note: If option costs are required from beyond year 80 then the NPV calculation formula must be amended manually to cover the extended period Year 82: 0; Note: If option costs are required from beyond year 80 then the NPV calculation formula must be amended manually to cover the extended period Year 83: 0; Note: If option costs are required from beyond year 80 then the NPV calculation formula must be amended manually to cover the extended period Year 84: 0; Note: If option costs are required from beyond year 80 then the NPV calculation formula must be amended manually to cover the extended period Year 85: 0; Note: If option costs are required from beyond year 80 then the NPV calculation formula must be amended manually to cover the extended period Year 86: 0; Note: If option costs are required from beyond year 80 then the NPV calculation formula must be amended manually to cover the extended period Year 87: 0; Note: If option costs are required from beyond year 80 then the NPV calculation formula must be amended manually to cover the extended period Year 88: 0; Note: If option costs are required from beyond year 80 then the NPV calculation formula must be amended manually to cover the extended period Year 89: 0; Note: If option costs are required from beyond year 80 then the NPV calculation formula must be amended manually to cover the extended period Year 90: 0; Note: If option costs are required from beyond year 80 then the NPV calculation formula must be amended manually to cover the extended period Year 91: 0; Note: If option costs are required from beyond year 80 then the NPV calculation formula must be amended manually to cover the extended period Year 92: 0; Note: If option costs are required from beyond year 80 then the NPV calculation formula must be amended manually to cover the extended period Year 93: 0; Note: If option costs are required from beyond year 80 then the NPV calculation formula must be amended manually to cover the extended period Year 94: 0; Note: If option costs are required from beyond year 80 then the NPV calculation formula must be amended manually to cover the extended period Year 95: 0; Note: If option costs are required from beyond year 80 then the NPV calculation formula must be amended manually to cover the extended period Year 96: 0; Note: If option costs are required from beyond year 80 then the NPV calculation formula must be amended manually to cover the extended period Year 97: 0; Note: If option costs are required from beyond year 80 then the NPV calculation formula must be amended manually to cover the extended period Year 98: 0; Note: If option costs are required from beyond year 80 then the NPV calculation formula must be amended manually to cover the extended period Year 99: 0; Note: If option costs are required from beyond year 80 then the NPV calculation formula must be amended manually to cover the extended period Year 100: 0; Note: If option costs are required from beyond year 80 then the NPV calculation formula must be amended manually to cover the extended period Year 101: 0; Note: If option costs are required from beyond year 80 then the NPV calculation formula must be amended manually to cover the extended period Year 102: 0; Note: If option costs are required from beyond year 80 then the NPV calculation formula must be amended manually to cover the extended period Year 103: 0; Note: If option costs are required from beyond year 80 then the NPV calculation formula must be amended manually to cover the extended period Year 104: 0
[19 empty] | Fixed capex | Input | £000s | Note: If option costs are required from beyond year 80 then the NPV calculation formula must be amended manually to cover the extended period Year 81: 0; Note: If option costs are required from beyond year 80 then the NPV calculation formula must be amended manually to cover the extended period Year 82: 0; Note: If option costs are required from beyond year 80 then the NPV calculation formula must be amended manually to cover the extended period Year 83: 0; Note: If option costs are required from beyond year 80 then the NPV calculation formula must be amended manually to cover the extended period Year 84: 0; Note: If option costs are required from beyond year 80 then the NPV calculation formula must be amended manually to cover the extended period Year 85: 0; Note: If option costs are required from beyond year 80 then the NPV calculation formula must be amended manually to cover the extended period Year 86: 0; Note: If option costs are required from beyond year 80 then the NPV calculation formula must be amended manually to cover the extended period Year 87: 0; Note: If option costs are required from beyond year 80 then the NPV calculation formula must be amended manually to cover the extended period Year 88: 0; Note: If option costs are required from beyond year 80 then the NPV calculation formula must be amended manually to cover the extended period Year 89: 0; Note: If option costs are required from beyond year 80 then the NPV calculation formula must be amended manually to cover the extended period Year 90: 0; Note: If option costs are required from beyond year 80 then the NPV calculation formula must be amended manually to cover the extended period Year 91: 0; Note: If option costs are required from beyond year 80 then the NPV calculation formula must be amended manually to cover the extended period Year 92: 0; Note: If option costs are required from beyond year 80 then the NPV calculation formula must be amended manually to cover the extended period Year 93: 0; Note: If option costs are required from beyond year 80 then the NPV calculation formula must be amended manually to cover the extended period Year 94: 0; Note: If option costs are required from beyond year 80 then the NPV calculation formula must be amended manually to cover the extended period Year 95: 0; Note: If option costs are required from beyond year 80 then the NPV calculation formula must be amended manually to cover the extended period Year 96: 0; Note: If option costs are required from beyond year 80 then the NPV calculation formula must be amended manually to cover the extended period Year 97: 0; Note: If option costs are required from beyond year 80 then the NPV calculation formula must be amended manually to cover the extended period Year 98: 0; Note: If option costs are required from beyond year 80 then the NPV calculation formula must be amended manually to cover the extended period Year 99: 0; Note: If option costs are required from beyond year 80 then the NPV calculation formula must be amended manually to cover the extended period Year 100: 0; Note: If option costs are required from beyond year 80 then the NPV calculation formula must be amended manually to cover the extended period Year 101: 0; Note: If option costs are required from beyond year 80 then the NPV calculation formula must be amended manually to cover the extended period Year 102: 0; Note: If option costs are required from beyond year 80 then the NPV calculation formula must be amended manually to cover the extended period Year 103: 0; Note: If option costs are required from beyond year 80 then the NPV calculation formula must be amended manually to cover the extended period Year 104: 0
[19 empty] | Variable capex | Input | £000s | Note: If option costs are required from beyond year 80 then the NPV calculation formula must be amended manually to cover the extended period Year 81: 0; Note: If option costs are required from beyond year 80 then the NPV calculation formula must be amended manually to cover the extended period Year 82: 0; Note: If option costs are required from beyond year 80 then the NPV calculation formula must be amended manually to cover the extended period Year 83: 0; Note: If option costs are required from beyond year 80 then the NPV calculation formula must be amended manually to cover the extended period Year 84: 0; Note: If option costs are required from beyond year 80 then the NPV calculation formula must be amended manually to cover the extended period Year 85: 0; Note: If option costs are required from beyond year 80 then the NPV calculation formula must be amended manually to cover the extended period Year 86: 0; Note: If option costs are required from beyond year 80 then the NPV calculation formula must be amended manually to cover the extended period Year 87: 0; Note: If option costs are required from beyond year 80 then the NPV calculation formula must be amended manually to cover the extended period Year 88: 0; Note: If option costs are required from beyond year 80 then the NPV calculation formula must be amended manually to cover the extended period Year 89: 0; Note: If option costs are required from beyond year 80 then the NPV calculation formula must be amended manually to cover the extended period Year 90: 0; Note: If option costs are required from beyond year 80 then the NPV calculation formula must be amended manually to cover the extended period Year 91: 0; Note: If option costs are required from beyond year 80 then the NPV calculation formula must be amended manually to cover the extended period Year 92: 0; Note: If option costs are required from beyond year 80 then the NPV calculation formula must be amended manually to cover the extended period Year 93: 0; Note: If option costs are required from beyond year 80 then the NPV calculation formula must be amended manually to cover the extended period Year 94: 0; Note: If option costs are required from beyond year 80 then the NPV calculation formula must be amended manually to cover the extended period Year 95: 0; Note: If option costs are required from beyond year 80 then the NPV calculation formula must be amended manually to cover the extended period Year 96: 0; Note: If option costs are required from beyond year 80 then the NPV calculation formula must be amended manually to cover the extended period Year 97: 0; Note: If option costs are required from beyond year 80 then the NPV calculation formula must be amended manually to cover the extended period Year 98: 0; Note: If option costs are required from beyond year 80 then the NPV calculation formula must be amended manually to cover the extended period Year 99: 0; Note: If option costs are required from beyond year 80 then the NPV calculation formula must be amended manually to cover the extended period Year 100: 0; Note: If option costs are required from beyond year 80 then the NPV calculation formula must be amended manually to cover the extended period Year 101: 0; Note: If option costs are required from beyond year 80 then the NPV calculation formula must be amended manually to cover the extended period Year 102: 0; Note: If option costs are required from beyond year 80 then the NPV calculation formula must be amended manually to cover the extended period Year 103: 0; Note: If option costs are required from beyond year 80 then the NPV calculation formula must be amended manually to cover the extended period Year 104: 0
[19 empty] | Fixed opex | Input | £000s | Note: If option costs are required from beyond year 80 then the NPV calculation formula must be amended manually to cover the extended period Year 81: 0; Note: If option costs are required from beyond year 80 then the NPV calculation formula must be amended manually to cover the extended period Year 82: 0; Note: If option costs are required from beyond year 80 then the NPV calculation formula must be amended manually to cover the extended period Year 83: 0; Note: If option costs are required from beyond year 80 then the NPV calculation formula must be amended manually to cover the extended period Year 84: 0; Note: If option costs are required from beyond year 80 then the NPV calculation formula must be amended manually to cover the extended period Year 85: 0; Note: If option costs are required from beyond year 80 then the NPV calculation formula must be amended manually to cover the extended period Year 86: 0; Note: If option costs are required from beyond year 80 then the NPV calculation formula must be amended manually to cover the extended period Year 87: 0; Note: If option costs are required from beyond year 80 then the NPV calculation formula must be amended manually to cover the extended period Year 88: 0; Note: If option costs are required from beyond year 80 then the NPV calculation formula must be amended manually to cover the extended period Year 89: 0; Note: If option costs are required from beyond year 80 then the NPV calculation formula must be amended manually to cover the extended period Year 90: 0; Note: If option costs are required from beyond year 80 then the NPV calculation formula must be amended manually to cover the extended period Year 91: 0; Note: If option costs are required from beyond year 80 then the NPV calculation formula must be amended manually to cover the extended period Year 92: 0; Note: If option costs are required from beyond year 80 then the NPV calculation formula must be amended manually to cover the extended period Year 93: 0; Note: If option costs are required from beyond year 80 then the NPV calculation formula must be amended manually to cover the extended period Year 94: 0; Note: If option costs are required from beyond year 80 then the NPV calculation formula must be amended manually to cover the extended period Year 95: 0; Note: If option costs are required from beyond year 80 then the NPV calculation formula must be amended manually to cover the extended period Year 96: 0; Note: If option costs are required from beyond year 80 then the NPV calculation formula must be amended manually to cover the extended period Year 97: 0; Note: If option costs are required from beyond year 80 then the NPV calculation formula must be amended manually to cover the extended period Year 98: 0; Note: If option costs are required from beyond year 80 then the NPV calculation formula must be amended manually to cover the extended period Year 99: 0; Note: If option costs are required from beyond year 80 then the NPV calculation formula must be amended manually to cover the extended period Year 100: 0; Note: If option costs are required from beyond year 80 then the NPV calculation formula must be amended manually to cover the extended period Year 101: 0; Note: If option costs are required from beyond year 80 then the NPV calculation formula must be amended manually to cover the extended period Year 102: 0; Note: If option costs are required from beyond year 80 then the NPV calculation formula must be amended manually to cover the extended period Year 103: 0; Note: If option costs are required from beyond year 80 then the NPV calculation formula must be amended manually to cover the extended period Year 104: 0
[19 empty] | Variable opex | Input | £000s | Note: If option costs are required from beyond year 80 then the NPV calculation formula must be amended manually to cover the extended period Year 81: 0; Note: If option costs are required from beyond year 80 then the NPV calculation formula must be amended manually to cover the extended period Year 82: 0; Note: If option costs are required from beyond year 80 then the NPV calculation formula must be amended manually to cover the extended period Year 83: 0; Note: If option costs are required from beyond year 80 then the NPV calculation formula must be amended manually to cover the extended period Year 84: 0; Note: If option costs are required from beyond year 80 then the NPV calculation formula must be amended manually to cover the extended period Year 85: 0; Note: If option costs are required from beyond year 80 then the NPV calculation formula must be amended manually to cover the extended period Year 86: 0; Note: If option costs are required from beyond year 80 then the NPV calculation formula must be amended manually to cover the extended period Year 87: 0; Note: If option costs are required from beyond year 80 then the NPV calculation formula must be amended manually to cover the extended period Year 88: 0; Note: If option costs are required from beyond year 80 then the NPV calculation formula must be amended manually to cover the extended period Year 89: 0; Note: If option costs are required from beyond year 80 then the NPV calculation formula must be amended manually to cover the extended period Year 90: 0; Note: If option costs are required from beyond year 80 then the NPV calculation formula must be amended manually to cover the extended period Year 91: 0; Note: If option costs are required from beyond year 80 then the NPV calculation formula must be amended manually to cover the extended period Year 92: 0; Note: If option costs are required from beyond year 80 then the NPV calculation formula must be amended manually to cover the extended period Year 93: 0; Note: If option costs are required from beyond year 80 then the NPV calculation formula must be amended manually to cover the extended period Year 94: 0; Note: If option costs are required from beyond year 80 then the NPV calculation formula must be amended manually to cover the extended period Year 95: 0; Note: If option costs are required from beyond year 80 then the NPV calculation formula must be amended manually to cover the extended period Year 96: 0; Note: If option costs are required from beyond year 80 then the NPV calculation formula must be amended manually to cover the extended period Year 97: 0; Note: If option costs are required from beyond year 80 then the NPV calculation formula must be amended manually to cover the extended period Year 98: 0; Note: If option costs are required from beyond year 80 then the NPV calculation formula must be amended manually to cover the extended period Year 99: 0; Note: If option costs are required from beyond year 80 then the NPV calculation formula must be amended manually to cover the extended period Year 100: 0; Note: If option costs are required from beyond year 80 then the NPV calculation formula must be amended manually to cover the extended period Year 101: 0; Note: If option costs are required from beyond year 80 then the NPV calculation formula must be amended manually to cover the extended period Year 102: 0; Note: If option costs are required from beyond year 80 then the NPV calculation formula must be amended manually to cover the extended period Year 103: 0; Note: If option costs are required from beyond year 80 then the NPV calculation formula must be amended manually to cover the extended period Year 104: 0
[19 empty] | Opex savings | Input | £000s | Note: If option costs are required from beyond year 80 then the NPV calculation formula must be amended manually to cover the extended period Year 81: 0; Note: If option costs are required from beyond year 80 then the NPV calculation formula must be amended manually to cover the extended period Year 82: 0; Note: If option costs are required from beyond year 80 then the NPV calculation formula must be amended manually to cover the extended period Year 83: 0; Note: If option costs are required from beyond year 80 then the NPV calculation formula must be amended manually to cover the extended period Year 84: 0; Note: If option costs are required from beyond year 80 then the NPV calculation formula must be amended manually to cover the extended period Year 85: 0; Note: If option costs are required from beyond year 80 then the NPV calculation formula must be amended manually to cover the extended period Year 86: 0; Note: If option costs are required from beyond year 80 then the NPV calculation formula must be amended manually to cover the extended period Year 87: 0; Note: If option costs are required from beyond year 80 then the NPV calculation formula must be amended manually to cover the extended period Year 88: 0; Note: If option costs are required from beyond year 80 then the NPV calculation formula must be amended manually to cover the extended period Year 89: 0; Note: If option costs are required from beyond year 80 then the NPV calculation formula must be amended manually to cover the extended period Year 90: 0; Note: If option costs are required from beyond year 80 then the NPV calculation formula must be amended manually to cover the extended period Year 91: 0; Note: If option costs are required from beyond year 80 then the NPV calculation formula must be amended manually to cover the extended period Year 92: 0; Note: If option costs are required from beyond year 80 then the NPV calculation formula must be amended manually to cover the extended period Year 93: 0; Note: If option costs are required from beyond year 80 then the NPV calculation formula must be amended manually to cover the extended period Year 94: 0; Note: If option costs are required from beyond year 80 then the NPV calculation formula must be amended manually to cover the extended period Year 95: 0; Note: If option costs are required from beyond year 80 then the NPV calculation formula must be amended manually to cover the extended period Year 96: 0; Note: If option costs are required from beyond year 80 then the NPV calculation formula must be amended manually to cover the extended period Year 97: 0; Note: If option costs are required from beyond year 80 then the NPV calculation formula must be amended manually to cover the extended period Year 98: 0; Note: If option costs are required from beyond year 80 then the NPV calculation formula must be amended manually to cover the extended period Year 99: 0; Note: If option costs are required from beyond year 80 then the NPV calculation formula must be amended manually to cover the extended period Year 100: 0; Note: If option costs are required from beyond year 80 then the NPV calculation formula must be amended manually to cover the extended period Year 101: 0; Note: If option costs are required from beyond year 80 then the NPV calculation formula must be amended manually to cover the extended period Year 102: 0; Note: If option costs are required from beyond year 80 then the NPV calculation formula must be amended manually to cover the extended period Year 103: 0; Note: If option costs are required from beyond year 80 then the NPV calculation formula must be amended manually to cover the extended period Year 104: 0
[19 empty] | Fixed env & social | Input | £000s | Note: If option costs are required from beyond year 80 then the NPV calculation formula must be amended manually to cover the extended period Year 81: 0; Note: If option costs are required from beyond year 80 then the NPV calculation formula must be amended manually to cover the extended period Year 82: 0; Note: If option costs are required from beyond year 80 then the NPV calculation formula must be amended manually to cover the extended period Year 83: 0; Note: If option costs are required from beyond year 80 then the NPV calculation formula must be amended manually to cover the extended period Year 84: 0; Note: If option costs are required from beyond year 80 then the NPV calculation formula must be amended manually to cover the extended period Year 85: 0; Note: If option costs are required from beyond year 80 then the NPV calculation formula must be amended manually to cover the extended period Year 86: 0; Note: If option costs are required from beyond year 80 then the NPV calculation formula must be amended manually to cover the extended period Year 87: 0; Note: If option costs are required from beyond year 80 then the NPV calculation formula must be amended manually to cover the extended period Year 88: 0; Note: If option costs are required from beyond year 80 then the NPV calculation formula must be amended manually to cover the extended period Year 89: 0; Note: If option costs are required from beyond year 80 then the NPV calculation formula must be amended manually to cover the extended period Year 90: 0; Note: If option costs are required from beyond year 80 then the NPV calculation formula must be amended manually to cover the extended period Year 91: 0; Note: If option costs are required from beyond year 80 then the NPV calculation formula must be amended manually to cover the extended period Year 92: 0; Note: If option costs are required from beyond year 80 then the NPV calculation formula must be amended manually to cover the extended period Year 93: 0; Note: If option costs are required from beyond year 80 then the NPV calculation formula must be amended manually to cover the extended period Year 94: 0; Note: If option costs are required from beyond year 80 then the NPV calculation formula must be amended manually to cover the extended period Year 95: 0; Note: If option costs are required from beyond year 80 then the NPV calculation formula must be amended manually to cover the extended period Year 96: 0; Note: If option costs are required from beyond year 80 then the NPV calculation formula must be amended manually to cover the extended period Year 97: 0; Note: If option costs are required from beyond year 80 then the NPV calculation formula must be amended manually to cover the extended period Year 98: 0; Note: If option costs are required from beyond year 80 then the NPV calculation formula must be amended manually to cover the extended period Year 99: 0; Note: If option costs are required from beyond year 80 then the NPV calculation formula must be amended manually to cover the extended period Year 100: 0; Note: If option costs are required from beyond year 80 then the NPV calculation formula must be amended manually to cover the extended period Year 101: 0; Note: If option costs are required from beyond year 80 then the NPV calculation formula must be amended manually to cover the extended period Year 102: 0; Note: If option costs are required from beyond year 80 then the NPV calculation formula must be amended manually to cover the extended period Year 103: 0; Note: If option costs are required from beyond year 80 then the NPV calculation formula must be amended manually to cover the extended period Year 104: 0
[19 empty] | Variable env & social | Input | £000s | Note: If option costs are required from beyond year 80 then the NPV calculation formula must be amended manually to cover the extended period Year 81: 0; Note: If option costs are required from beyond year 80 then the NPV calculation formula must be amended manually to cover the extended period Year 82: 0; Note: If option costs are required from beyond year 80 then the NPV calculation formula must be amended manually to cover the extended period Year 83: 0; Note: If option costs are required from beyond year 80 then the NPV calculation formula must be amended manually to cover the extended period Year 84: 0; Note: If option costs are required from beyond year 80 then the NPV calculation formula must be amended manually to cover the extended period Year 85: 0; Note: If option costs are required from beyond year 80 then the NPV calculation formula must be amended manually to cover the extended period Year 86: 0; Note: If option costs are required from beyond year 80 then the NPV calculation formula must be amended manually to cover the extended period Year 87: 0; Note: If option costs are required from beyond year 80 then the NPV calculation formula must be amended manually to cover the extended period Year 88: 0; Note: If option costs are required from beyond year 80 then the NPV calculation formula must be amended manually to cover the extended period Year 89: 0; Note: If option costs are required from beyond year 80 then the NPV calculation formula must be amended manually to cover the extended period Year 90: 0; Note: If option costs are required from beyond year 80 then the NPV calculation formula must be amended manually to cover the extended period Year 91: 0; Note: If option costs are required from beyond year 80 then the NPV calculation formula must be amended manually to cover the extended period Year 92: 0; Note: If option costs are required from beyond year 80 then the NPV calculation formula must be amended manually to cover the extended period Year 93: 0; Note: If option costs are required from beyond year 80 then the NPV calculation formula must be amended manually to cover the extended period Year 94: 0; Note: If option costs are required from beyond year 80 then the NPV calculation formula must be amended manually to cover the extended period Year 95: 0; Note: If option costs are required from beyond year 80 then the NPV calculation formula must be amended manually to cover the extended period Year 96: 0; Note: If option costs are required from beyond year 80 then the NPV calculation formula must be amended manually to cover the extended period Year 97: 0; Note: If option costs are required from beyond year 80 then the NPV calculation formula must be amended manually to cover the extended period Year 98: 0; Note: If option costs are required from beyond year 80 then the NPV calculation formula must be amended manually to cover the extended period Year 99: 0; Note: If option costs are required from beyond year 80 then the NPV calculation formula must be amended manually to cover the extended period Year 100: 0; Note: If option costs are required from beyond year 80 then the NPV calculation formula must be amended manually to cover the extended period Year 101: 0; Note: If option costs are required from beyond year 80 then the NPV calculation formula must be amended manually to cover the extended period Year 102: 0; Note: If option costs are required from beyond year 80 then the NPV calculation formula must be amended manually to cover the extended period Year 103: 0; Note: If option costs are required from beyond year 80 then the NPV calculation formula must be amended manually to cover the extended period Year 104: 0
[19 empty] | Fixed carbon costs | Input | £000s | Note: If option costs are required from beyond year 80 then the NPV calculation formula must be amended manually to cover the extended period Year 81: 0; Note: If option costs are required from beyond year 80 then the NPV calculation formula must be amended manually to cover the extended period Year 82: 0; Note: If option costs are required from beyond year 80 then the NPV calculation formula must be amended manually to cover the extended period Year 83: 0; Note: If option costs are required from beyond year 80 then the NPV calculation formula must be amended manually to cover the extended period Year 84: 0; Note: If option costs are required from beyond year 80 then the NPV calculation formula must be amended manually to cover the extended period Year 85: 0; Note: If option costs are required from beyond year 80 then the NPV calculation formula must be amended manually to cover the extended period Year 86: 0; Note: If option costs are required from beyond year 80 then the NPV calculation formula must be amended manually to cover the extended period Year 87: 0; Note: If option costs are required from beyond year 80 then the NPV calculation formula must be amended manually to cover the extended period Year 88: 0; Note: If option costs are required from beyond year 80 then the NPV calculation formula must be amended manually to cover the extended period Year 89: 0; Note: If option costs are required from beyond year 80 then the NPV calculation formula must be amended manually to cover the extended period Year 90: 0; Note: If option costs are required from beyond year 80 then the NPV calculation formula must be amended manually to cover the extended period Year 91: 0; Note: If option costs are required from beyond year 80 then the NPV calculation formula must be amended manually to cover the extended period Year 92: 0; Note: If option costs are required from beyond year 80 then the NPV calculation formula must be amended manually to cover the extended period Year 93: 0; Note: If option costs are required from beyond year 80 then the NPV calculation formula must be amended manually to cover the extended period Year 94: 0; Note: If option costs are required from beyond year 80 then the NPV calculation formula must be amended manually to cover the extended period Year 95: 0; Note: If option costs are required from beyond year 80 then the NPV calculation formula must be amended manually to cover the extended period Year 96: 0; Note: If option costs are required from beyond year 80 then the NPV calculation formula must be amended manually to cover the extended period Year 97: 0; Note: If option costs are required from beyond year 80 then the NPV calculation formula must be amended manually to cover the extended period Year 98: 0; Note: If option costs are required from beyond year 80 then the NPV calculation formula must be amended manually to cover the extended period Year 99: 0; Note: If option costs are required from beyond year 80 then the NPV calculation formula must be amended manually to cover the extended period Year 100: 0; Note: If option costs are required from beyond year 80 then the NPV calculation formula must be amended manually to cover the extended period Year 101: 0; Note: If option costs are required from beyond year 80 then the NPV calculation formula must be amended manually to cover the extended period Year 102: 0; Note: If option costs are required from beyond year 80 then the NPV calculation formula must be amended manually to cover the extended period Year 103: 0; Note: If option costs are required from beyond year 80 then the NPV calculation formula must be amended manually to cover the extended period Year 104: 0
[19 empty] | Variable carbon costs | Input | £000s | Note: If option costs are required from beyond year 80 then the NPV calculation formula must be amended manually to cover the extended period Year 81: 0; Note: If option costs are required from beyond year 80 then the NPV calculation formula must be amended manually to cover the extended period Year 82: 0; Note: If option costs are required from beyond year 80 then the NPV calculation formula must be amended manually to cover the extended period Year 83: 0; Note: If option costs are required from beyond year 80 then the NPV calculation formula must be amended manually to cover the extended period Year 84: 0; Note: If option costs are required from beyond year 80 then the NPV calculation formula must be amended manually to cover the extended period Year 85: 0; Note: If option costs are required from beyond year 80 then the NPV calculation formula must be amended manually to cover the extended period Year 86: 0; Note: If option costs are required from beyond year 80 then the NPV calculation formula must be amended manually to cover the extended period Year 87: 0; Note: If option costs are required from beyond year 80 then the NPV calculation formula must be amended manually to cover the extended period Year 88: 0; Note: If option costs are required from beyond year 80 then the NPV calculation formula must be amended manually to cover the extended period Year 89: 0; Note: If option costs are required from beyond year 80 then the NPV calculation formula must be amended manually to cover the extended period Year 90: 0; Note: If option costs are required from beyond year 80 then the NPV calculation formula must be amended manually to cover the extended period Year 91: 0; Note: If option costs are required from beyond year 80 then the NPV calculation formula must be amended manually to cover the extended period Year 92: 0; Note: If option costs are required from beyond year 80 then the NPV calculation formula must be amended manually to cover the extended period Year 93: 0; Note: If option costs are required from beyond year 80 then the NPV calculation formula must be amended manually to cover the extended period Year 94: 0; Note: If option costs are required from beyond year 80 then the NPV calculation formula must be amended manually to cover the extended period Year 95: 0; Note: If option costs are required from beyond year 80 then the NPV calculation formula must be amended manually to cover the extended period Year 96: 0; Note: If option costs are required from beyond year 80 then the NPV calculation formula must be amended manually to cover the extended period Year 97: 0; Note: If option costs are required from beyond year 80 then the NPV calculation formula must be amended manually to cover the extended period Year 98: 0; Note: If option costs are required from beyond year 80 then the NPV calculation formula must be amended manually to cover the extended period Year 99: 0; Note: If option costs are required from beyond year 80 then the NPV calculation formula must be amended manually to cover the extended period Year 100: 0; Note: If option costs are required from beyond year 80 then the NPV calculation formula must be amended manually to cover the extended period Year 101: 0; Note: If option costs are required from beyond year 80 then the NPV calculation formula must be amended manually to cover the extended period Year 102: 0; Note: If option costs are required from beyond year 80 then the NPV calculation formula must be amended manually to cover the extended period Year 103: 0; Note: If option costs are required from beyond year 80 then the NPV calculation formula must be amended manually to cover the extended period Year 104: 0
[19 empty] | Customer willingness to pay | Input | £000s | Note: If option costs are required from beyond year 80 then the NPV calculation formula must be amended manually to cover the extended period Year 81: 0; Note: If option costs are required from beyond year 80 then the NPV calculation formula must be amended manually to cover the extended period Year 82: 0; Note: If option costs are required from beyond year 80 then the NPV calculation formula must be amended manually to cover the extended period Year 83: 0; Note: If option costs are required from beyond year 80 then the NPV calculation formula must be amended manually to cover the extended period Year 84: 0; Note: If option costs are required from beyond year 80 then the NPV calculation formula must be amended manually to cover the extended period Year 85: 0; Note: If option costs are required from beyond year 80 then the NPV calculation formula must be amended manually to cover the extended period Year 86: 0; Note: If option costs are required from beyond year 80 then the NPV calculation formula must be amended manually to cover the extended period Year 87: 0; Note: If option costs are required from beyond year 80 then the NPV calculation formula must be amended manually to cover the extended period Year 88: 0; Note: If option costs are required from beyond year 80 then the NPV calculation formula must be amended manually to cover the extended period Year 89: 0; Note: If option costs are required from beyond year 80 then the NPV calculation formula must be amended manually to cover the extended period Year 90: 0; Note: If option costs are required from beyond year 80 then the NPV calculation formula must be amended manually to cover the extended period Year 91: 0; Note: If option costs are required from beyond year 80 then the NPV calculation formula must be amended manually to cover the extended period Year 92: 0; Note: If option costs are required from beyond year 80 then the NPV calculation formula must be amended manually to cover the extended period Year 93: 0; Note: If option costs are required from beyond year 80 then the NPV calculation formula must be amended manually to cover the extended period Year 94: 0; Note: If option costs are required from beyond year 80 then the NPV calculation formula must be amended manually to cover the extended period Year 95: 0; Note: If option costs are required from beyond year 80 then the NPV calculation formula must be amended manually to cover the extended period Year 96: 0; Note: If option costs are required from beyond year 80 then the NPV calculation formula must be amended manually to cover the extended period Year 97: 0; Note: If option costs are required from beyond year 80 then the NPV calculation formula must be amended manually to cover the extended period Year 98: 0; Note: If option costs are required from beyond year 80 then the NPV calculation formula must be amended manually to cover the extended period Year 99: 0; Note: If option costs are required from beyond year 80 then the NPV calculation formula must be amended manually to cover the extended period Year 100: 0; Note: If option costs are required from beyond year 80 then the NPV calculation formula must be amended manually to cover the extended period Year 101: 0; Note: If option costs are required from beyond year 80 then the NPV calculation formula must be amended manually to cover the extended period Year 102: 0; Note: If option costs are required from beyond year 80 then the NPV calculation formula must be amended manually to cover the extended period Year 103: 0; Note: If option costs are required from beyond year 80 then the NPV calculation formula must be amended manually to cover the extended period Year 104: 0
[19 empty] | Total | Sum of above (excl WAFU) | £000s | 0 | 0 | 0 | 0 | 0 | 0 | 0 | 0 | 0 | 0 | 0 | 0 | 0 | 0 | 0 | 0 | 0 | 0 | 0 | 0 | 0 | 0 | 0 | 0 | 0 | 0 | 0 | 0 | 0 | 0 | 0 | 0 | 0 | 0 | 0 | 0 | 0 | 0 | 0 | 0 | 0 | 0 | 0 | 0 | 0 | 0 | 0 | 0 | 0 | 0 | 0 | 0 | 0 | 0 | 0 | 0 | 0 | 0 | 0 | 0 | 0 | 0 | 0 | 0 | 0 | 0 | 0 | 0 | 0 | 0 | 0 | 0 | 0 | 0 | 0 | 0 | 0 | 0 | 0 | 0 | 0 | 0 | 0 | 0 | 0 | 0 | 0 | 0 | 0 | 0 | 0 | 0 | 0 | 0 | 0 | 0 | 0 | 0 | 0 | 0 | 0 | 0 | 0 | 0
58.7a | Other options to increase Deployable Output | [20 empty] | 0 | 0 | 0 | 0 | 0 | 0 | 0 | 0 | 0 | 0 | 0 | 0 | 0 | 0 | 0 | 0 | 0 | 0 | 0 | 0 | 0 | 0 | 0 | 0 | 0 | 0 | 0 | 0 | 0 | 0 | 0 | 0 | 0 | 0 | 0 | 0 | 0 | 0 | 0 | 0 | 0 | 0 | 0 | 0 | 0 | 0 | 0 | 0 | 0 | 0 | 0 | 0 | 0 | 0 | 0 | 0 | 0 | 0 | 0 | 0 | 0 | 0 | 0 | 0 | 0 | 0 | 0 | 0 | 0 | 0 | 0 | 0 | 0 | 0 | 0 | 0 | 0 | 0 | 0 | 0 | 0 | 0 | 0 | 0 | 0 | 0 | 0 | 0 | 0 | 0 | 0 | 0 | 0 | 0 | 0 | 0 | 0 | 0 | 0 | 0 | 0 | 0 | 0 | 0
59a | DISTRIBUTION SIDE | bar: 2020-21 to Year 80
59.1a | Options to reduce Distribution Losses | [20 empty] | 0 | 0 | 0 | 0 | 0 | 0 | 0 | 0 | 0 | 0 | 0 | 0 | 0 | 0 | 0 | 0 | 0 | 0 | 0 | 0 | 0 | 0 | 0 | 0 | 0 | 0 | 0 | 0 | 0 | 0 | 0 | 0 | 0 | 0 | 0 | 0 | 0 | 0 | 0 | 0 | 0 | 0 | 0 | 0 | 0 | 0 | 0 | 0 | 0 | 0 | 0 | 0 | 0 | 0 | 0 | 0 | 0 | 0 | 0 | 0 | 0 | 0 | 0 | 0 | 0 | 0 | 0 | 0 | 0 | 0 | 0 | 0 | 0 | 0 | 0 | 0 | 0 | 0 | 0 | 0 | 0 | 0 | 0 | 0 | 0 | 0 | 0 | 0 | 0 | 0 | 0 | 0 | 0 | 0 | 0 | 0 | 0 | 0 | 0 | 0 | 0 | 0 | 0 | 0
59.2a | Options to reduce Distribution System Operating Use (DSOU) losses | [20 empty] | 0 | 0 | 0 | 0 | 0 | 0 | 0 | 0 | 0 | 0 | 0 | 0 | 0 | 0 | 0 | 0 | 0 | 0 | 0 | 0 | 0 | 0 | 0 | 0 | 0 | 0 | 0 | 0 | 0 | 0 | 0 | 0 | 0 | 0 | 0 | 0 | 0 | 0 | 0 | 0 | 0 | 0 | 0 | 0 | 0 | 0 | 0 | 0 | 0 | 0 | 0 | 0 | 0 | 0 | 0 | 0 | 0 | 0 | 0 | 0 | 0 | 0 | 0 | 0 | 0 | 0 | 0 | 0 | 0 | 0 | 0 | 0 | 0 | 0 | 0 | 0 | 0 | 0 | 0 | 0 | 0 | 0 | 0 | 0 | 0 | 0 | 0 | 0 | 0 | 0 | 0 | 0 | 0 | 0 | 0 | 0 | 0 | 0 | 0 | 0 | 0 | 0 | 0 | 0
60a | PRODUCTION SIDE | bar: 2020-21 to Year 80
60.1a | Options to reduce treatment works losses | [20 empty] | 0 | 0 | 0 | 0 | 0 | 0 | 0 | 0 | 0 | 0 | 0 | 0 | 0 | 0 | 0 | 0 | 0 | 0 | 0 | 0 | 0 | 0 | 0 | 0 | 0 | 0 | 0 | 0 | 0 | 0 | 0 | 0 | 0 | 0 | 0 | 0 | 0 | 0 | 0 | 0 | 0 | 0 | 0 | 0 | 0 | 0 | 0 | 0 | 0 | 0 | 0 | 0 | 0 | 0 | 0 | 0 | 0 | 0 | 0 | 0 | 0 | 0 | 0 | 0 | 0 | 0 | 0 | 0 | 0 | 0 | 0 | 0 | 0 | 0 | 0 | 0 | 0 | 0 | 0 | 0 | 0 | 0 | 0 | 0 | 0 | 0 | 0 | 0 | 0 | 0 | 0 | 0 | 0 | 0 | 0 | 0 | 0 | 0 | 0 | 0 | 0 | 0 | 0 | 0
60.2a | Options to reduce outage | [20 empty] | 0 | 0 | 0 | 0 | 0 | 0 | 0 | 0 | 0 | 0 | 0 | 0 | 0 | 0 | 0 | 0 | 0 | 0 | 0 | 0 | 0 | 0 | 0 | 0 | 0 | 0 | 0 | 0 | 0 | 0 | 0 | 0 | 0 | 0 | 0 | 0 | 0 | 0 | 0 | 0 | 0 | 0 | 0 | 0 | 0 | 0 | 0 | 0 | 0 | 0 | 0 | 0 | 0 | 0 | 0 | 0 | 0 | 0 | 0 | 0 | 0 | 0 | 0 | 0 | 0 | 0 | 0 | 0 | 0 | 0 | 0 | 0 | 0 | 0 | 0 | 0 | 0 | 0 | 0 | 0 | 0 | 0 | 0 | 0 | 0 | 0 | 0 | 0 | 0 | 0 | 0 | 0 | 0 | 0 | 0 | 0 | 0 | 0 | 0 | 0 | 0 | 0 | 0 | 0
61a | CUSTOMER SIDE | bar: 2020-21 to Year 80
61.1a | Options to change volume delivered to measured households | [20 empty] | 0 | 0 | 0 | 0 | 0 | 0 | 0 | 0 | 0 | 0 | 0 | 0 | 0 | 0 | 0 | 0 | 0 | 0 | 0 | 0 | 0 | 0 | 0 | 0 | 0 | 0 | 0 | 0 | 0 | 0 | 0 | 0 | 0 | 0 | 0 | 0 | 0 | 0 | 0 | 0 | 0 | 0 | 0 | 0 | 0 | 0 | 0 | 0 | 0 | 0 | 0 | 0 | 0 | 0 | 0 | 0 | 0 | 0 | 0 | 0 | 0 | 0 | 0 | 0 | 0 | 0 | 0 | 0 | 0 | 0 | 0 | 0 | 0 | 0 | 0 | 0 | 0 | 0 | 0 | 0 | 0 | 0 | 0 | 0 | 0 | 0 | 0 | 0 | 0 | 0 | 0 | 0 | 0 | 0 | 0 | 0 | 0 | 0 | 0 | 0 | 0 | 0 | 0 | 0
61.2a | Options to change volume delivered to unmeasured households | [20 empty] | 0 | 0 | 0 | 0 | 0 | 0 | 0 | 0 | 0 | 0 | 0 | 0 | 0 | 0 | 0 | 0 | 0 | 0 | 0 | 0 | 0 | 0 | 0 | 0 | 0 | 0 | 0 | 0 | 0 | 0 | 0 | 0 | 0 | 0 | 0 | 0 | 0 | 0 | 0 | 0 | 0 | 0 | 0 | 0 | 0 | 0 | 0 | 0 | 0 | 0 | 0 | 0 | 0 | 0 | 0 | 0 | 0 | 0 | 0 | 0 | 0 | 0 | 0 | 0 | 0 | 0 | 0 | 0 | 0 | 0 | 0 | 0 | 0 | 0 | 0 | 0 | 0 | 0 | 0 | 0 | 0 | 0 | 0 | 0 | 0 | 0 | 0 | 0 | 0 | 0 | 0 | 0 | 0 | 0 | 0 | 0 | 0 | 0 | 0 | 0 | 0 | 0 | 0 | 0
61.3a | Options to change volume delivered to measured non households | [20 empty] | 0 | 0 | 0 | 0 | 0 | 0 | 0 | 0 | 0 | 0 | 0 | 0 | 0 | 0 | 0 | 0 | 0 | 0 | 0 | 0 | 0 | 0 | 0 | 0 | 0 | 0 | 0 | 0 | 0 | 0 | 0 | 0 | 0 | 0 | 0 | 0 | 0 | 0 | 0 | 0 | 0 | 0 | 0 | 0 | 0 | 0 | 0 | 0 | 0 | 0 | 0 | 0 | 0 | 0 | 0 | 0 | 0 | 0 | 0 | 0 | 0 | 0 | 0 | 0 | 0 | 0 | 0 | 0 | 0 | 0 | 0 | 0 | 0 | 0 | 0 | 0 | 0 | 0 | 0 | 0 | 0 | 0 | 0 | 0 | 0 | 0 | 0 | 0 | 0 | 0 | 0 | 0 | 0 | 0 | 0 | 0 | 0 | 0 | 0 | 0 | 0 | 0 | 0 | 0
61.4a | Options to change volume delivered to unmeasured non households | [20 empty] | 0 | 0 | 0 | 0 | 0 | 0 | 0 | 0 | 0 | 0 | 0 | 0 | 0 | 0 | 0 | 0 | 0 | 0 | 0 | 0 | 0 | 0 | 0 | 0 | 0 | 0 | 0 | 0 | 0 | 0 | 0 | 0 | 0 | 0 | 0 | 0 | 0 | 0 | 0 | 0 | 0 | 0 | 0 | 0 | 0 | 0 | 0 | 0 | 0 | 0 | 0 | 0 | 0 | 0 | 0 | 0 | 0 | 0 | 0 | 0 | 0 | 0 | 0 | 0 | 0 | 0 | 0 | 0 | 0 | 0 | 0 | 0 | 0 | 0 | 0 | 0 | 0 | 0 | 0 | 0 | 0 | 0 | 0 | 0 | 0 | 0 | 0 | 0 | 0 | 0 | 0 | 0 | 0 | 0 | 0 | 0 | 0 | 0 | 0 | 0 | 0 | 0 | 0 | 0
61.5a | Options to reduce water taken unbilled | [20 empty] | 0 | 0 | 0 | 0 | 0 | 0 | 0 | 0 | 0 | 0 | 0 | 0 | 0 | 0 | 0 | 0 | 0 | 0 | 0 | 0 | 0 | 0 | 0 | 0 | 0 | 0 | 0 | 0 | 0 | 0 | 0 | 0 | 0 | 0 | 0 | 0 | 0 | 0 | 0 | 0 | 0 | 0 | 0 | 0 | 0 | 0 | 0 | 0 | 0 | 0 | 0 | 0 | 0 | 0 | 0 | 0 | 0 | 0 | 0 | 0 | 0 | 0 | 0 | 0 | 0 | 0 | 0 | 0 | 0 | 0 | 0 | 0 | 0 | 0 | 0 | 0 | 0 | 0 | 0 | 0 | 0 | 0 | 0 | 0 | 0 | 0 | 0 | 0 | 0 | 0 | 0 | 0 | 0 | 0 | 0 | 0 | 0 | 0 | 0 | 0 | 0 | 0 | 0 | 0
61.6a | Options impacting on measured Non Household - USPL | [20 empty] | 0 | 0 | 0 | 0 | 0 | 0 | 0 | 0 | 0 | 0 | 0 | 0 | 0 | 0 | 0 | 0 | 0 | 0 | 0 | 0 | 0 | 0 | 0 | 0 | 0 | 0 | 0 | 0 | 0 | 0 | 0 | 0 | 0 | 0 | 0 | 0 | 0 | 0 | 0 | 0 | 0 | 0 | 0 | 0 | 0 | 0 | 0 | 0 | 0 | 0 | 0 | 0 | 0 | 0 | 0 | 0 | 0 | 0 | 0 | 0 | 0 | 0 | 0 | 0 | 0 | 0 | 0 | 0 | 0 | 0 | 0 | 0 | 0 | 0 | 0 | 0 | 0 | 0 | 0 | 0 | 0 | 0 | 0 | 0 | 0 | 0 | 0 | 0 | 0 | 0 | 0 | 0 | 0 | 0 | 0 | 0 | 0 | 0 | 0 | 0 | 0 | 0 | 0 | 0
61.7a | Options impacting on unmeasured Non Household - USPL | [20 empty] | 0 | 0 | 0 | 0 | 0 | 0 | 0 | 0 | 0 | 0 | 0 | 0 | 0 | 0 | 0 | 0 | 0 | 0 | 0 | 0 | 0 | 0 | 0 | 0 | 0 | 0 | 0 | 0 | 0 | 0 | 0 | 0 | 0 | 0 | 0 | 0 | 0 | 0 | 0 | 0 | 0 | 0 | 0 | 0 | 0 | 0 | 0 | 0 | 0 | 0 | 0 | 0 | 0 | 0 | 0 | 0 | 0 | 0 | 0 | 0 | 0 | 0 | 0 | 0 | 0 | 0 | 0 | 0 | 0 | 0 | 0 | 0 | 0 | 0 | 0 | 0 | 0 | 0 | 0 | 0 | 0 | 0 | 0 | 0 | 0 | 0 | 0 | 0 | 0 | 0 | 0 | 0 | 0 | 0 | 0 | 0 | 0 | 0 | 0 | 0 | 0 | 0 | 0 | 0
61.8a | Options impacting on measured Household - USPL | [20 empty] | 0 | 0 | 0 | 0 | 0 | 0 | 0 | 0 | 0 | 0 | 0 | 0 | 0 | 0 | 0 | 0 | 0 | 0 | 0 | 0 | 0 | 0 | 0 | 0 | 0 | 0 | 0 | 0 | 0 | 0 | 0 | 0 | 0 | 0 | 0 | 0 | 0 | 0 | 0 | 0 | 0 | 0 | 0 | 0 | 0 | 0 | 0 | 0 | 0 | 0 | 0 | 0 | 0 | 0 | 0 | 0 | 0 | 0 | 0 | 0 | 0 | 0 | 0 | 0 | 0 | 0 | 0 | 0 | 0 | 0 | 0 | 0 | 0 | 0 | 0 | 0 | 0 | 0 | 0 | 0 | 0 | 0 | 0 | 0 | 0 | 0 | 0 | 0 | 0 | 0 | 0 | 0 | 0 | 0 | 0 | 0 | 0 | 0 | 0 | 0 | 0 | 0 | 0 | 0
61.9a | Options impacting on unmeasured Household - USPL | [20 empty] | 0 | 0 | 0 | 0 | 0 | 0 | 0 | 0 | 0 | 0 | 0 | 0 | 0 | 0 | 0 | 0 | 0 | 0 | 0 | 0 | 0 | 0 | 0 | 0 | 0 | 0 | 0 | 0 | 0 | 0 | 0 | 0 | 0 | 0 | 0 | 0 | 0 | 0 | 0 | 0 | 0 | 0 | 0 | 0 | 0 | 0 | 0 | 0 | 0 | 0 | 0 | 0 | 0 | 0 | 0 | 0 | 0 | 0 | 0 | 0 | 0 | 0 | 0 | 0 | 0 | 0 | 0 | 0 | 0 | 0 | 0 | 0 | 0 | 0 | 0 | 0 | 0 | 0 | 0 | 0 | 0 | 0 | 0 | 0 | 0 | 0 | 0 | 0 | 0 | 0 | 0 | 0 | 0 | 0 | 0 | 0 | 0 | 0 | 0 | 0 | 0 | 0 | 0 | 0
61.10a | Options impacting on Void properties - USPL | [20 empty] | 0 | 0 | 0 | 0 | 0 | 0 | 0 | 0 | 0 | 0 | 0 | 0 | 0 | 0 | 0 | 0 | 0 | 0 | 0 | 0 | 0 | 0 | 0 | 0 | 0 | 0 | 0 | 0 | 0 | 0 | 0 | 0 | 0 | 0 | 0 | 0 | 0 | 0 | 0 | 0 | 0 | 0 | 0 | 0 | 0 | 0 | 0 | 0 | 0 | 0 | 0 | 0 | 0 | 0 | 0 | 0 | 0 | 0 | 0 | 0 | 0 | 0 | 0 | 0 | 0 | 0 | 0 | 0 | 0 | 0 | 0 | 0 | 0 | 0 | 0 | 0 | 0 | 0 | 0 | 0 | 0 | 0 | 0 | 0 | 0 | 0 | 0 | 0 | 0 | 0 | 0 | 0 | 0 | 0 | 0 | 0 | 0 | 0 | 0 | 0 | 0 | 0 | 0 | 0
RZCOSTSHERE
| 0 | 0
| 0 | 0
| 0 | 0
| 0 | 0
| 0 | 0
Start dates | Option Categories
2020-21 | Aquifer recharge
2021-22 | Bulk supply
2022-23 | Conjunctive use
2023-24 | Desalination
2024-25 | Effluent reuse
2025-26 | GW enhancement
2026-27 | GW new
2027-28 | Reservoir enlargement
2028-29 | New reservoir
2029-30 | SW enhancement
2030-31 | SW new
2031-32
2032-33
2033-34 | Active leakage management
2034-35 | Mains repair
2035-36 | Mains replacement (not trunk mains)
2036-37 | Pressure management
2037-38 | Other leakage control
2038-39 | Trunk mains renewal
2039-40 | Pumps
2040-41 | Service reservoir
2041-42
2042-43
2043-44 | Water treatment works loss recovery
2044-45 | Water treatment works capacity increase
Cistern displacement device
Household water audit
Commercial water audit
Customer education / awareness
Other water efficiency
Metering optants
Metering change of occupancy
Metering compulsory
Metering other selective
Supply pipe repairs / replacement
Outdoor water efficiency devices
Retrofitting indoor water efficiency devices
Alternative tariffs
Collaborative R&D

## 6. Preferred (Scenario Yr)
Table 6: Preferred list of water management options
DRY YEAR PLANNED GAINS IN WAFU OR SAVINGS IN DEMAND (Ml/d) - TO BE COMPLETED FOR ALL PREFERRED OPTIONS (WAFU gains for each year are individual year gains and not cumulative gains)
Row Ref | Option Name [Insert / delete non-numbered lines to suit] | Option Reference No. | Unit | Decimal places | 2016-17 | For info 2017-18 | For info 2018-19 | For info 2019-20 | 2020-21 | 2021-22 | 2022-23 | 2023-24 | 2024-25 | 2025-26 | 2026-27 | 2027-28 | 2028-29 | 2029-2030 | 2030-2031 | 2031-2032 | 2032-33 | 2033-34 | 2034-35 | 2035-36 | 2036-37 | 2037-38 | 2038-39 | 2039-40 | 2040-41 | 2041-42 | 2042-43 | 2043-44 | 2044-45
58 | Resource Management | - | Ml/d | 2 | 0 | 0 | 0 | 0 | 0 | 0 | 0 | 0 | 0 | 0 | 0 | 0 | 0 | 0 | 0 | 0 | 0 | 0 | 0 | 0 | 0 | 0 | 0 | 0 | -0.29 | -0.33 | -0.37 | -0.43 | -0.46
58.1 | Increase raw water abstractions | - | Ml/d | 2 | 0 | 0 | 0 | 0 | 0 | 0 | 0 | 0 | 0 | 0 | 0 | 0 | 0 | 0 | 0 | 0 | 0 | 0 | 0 | 0 | 0 | 0 | 0 | 0 | 0 | 0 | 0 | 0 | 0
- |  |  | Ml/d | 2
- | (insert row above) | - | - |  | - | - | - | - | bar: 2020-21 to 2044-45
58.2 | Raw water imports | - | Ml/d | 2 | 0 | 0 | 0 | 0 | 0 | 0 | 0 | 0 | 0 | 0 | 0 | 0 | 0 | 0 | 0 | 0 | 0 | 0 | 0 | 0 | 0 | 0 | 0 | 0 | 0 | 0 | 0 | 0 | 0
- |  |  | Ml/d | 2
- | (insert row above) | - | - |  | - | - | - | - | bar: 2020-21 to 2044-45
58.3 | Potable water Imports (input reductions as -ve) | - | Ml/d | 2 | 0 | 0 | 0 | 0 | 0 | 0 | 0 | 0 | 0 | 0 | 0 | 0 | 0 | 0 | 0 | 0 | 0 | 0 | 0 | 0 | 0 | 0 | 0 | 0 | 0 | 0 | 0 | 0 | 0
- |  |  | Ml/d | 2
- | (insert row above) | - | - |  | - | - | - | - | bar: 2020-21 to 2044-45
58.4 | Reduce raw water losses and operational use (input as -ve) | - | Ml/d | 2 | 0 | 0 | 0 | 0 | 0 | 0 | 0 | 0 | 0 | 0 | 0 | 0 | 0 | 0 | 0 | 0 | 0 | 0 | 0 | 0 | 0 | 0 | 0 | 0 | 0 | 0 | 0 | 0 | 0
- |  |  | Ml/d | 2
- | (insert row above) | - | - |  | - | - | - | - | bar: 2020-21 to 2044-45
58.5 | Reduced raw water export (including non potable supplies) |  | Ml/d | 2 | 0 | 0 | 0 | 0 | 0 | 0 | 0 | 0 | 0 | 0 | 0 | 0 | 0 | 0 | 0 | 0 | 0 | 0 | 0 | 0 | 0 | 0 | 0 | 0 | 0 | 0 | 0 | 0 | 0
58.51 | Reduce raw water exports (input as -ve) | - | Ml/d | 2 | 0 | 0 | 0 | 0 | 0 | 0 | 0 | 0 | 0 | 0 | 0 | 0 | 0 | 0 | 0 | 0 | 0 | 0 | 0 | 0 | 0 | 0 | 0 | 0 | 0 | 0 | 0 | 0 | 0
- |  |  | Ml/d | 2
- | (insert row above) | - | - |  | - | - | - | - | bar: 2020-21 to 2044-45
58.52 | Reduce non potable supplies (input as -ve) | - | Ml/d | 2 | 0 | 0 | 0 | 0 | 0 | 0 | 0 | 0 | 0 | 0 | 0 | 0 | 0 | 0 | 0 | 0 | 0 | 0 | 0 | 0 | 0 | 0 | 0 | 0 | 0 | 0 | 0 | 0 | 0
- |  |  | Ml/d | 2
- | (insert row above) | - | - |  | - | - | - | - | bar: 2020-21 to 2044-45
58.6 | Reduce potable water exports (input as -ve) | - | Ml/d |  | 0 | 0 | 0 | 0 | 0 | 0 | 0 | 0 | 0 | 0 | 0 | 0 | 0 | 0 | 0 | 0 | 0 | 0 | 0 | 0 | 0 | 0 | 0 | 0 | -0.29 | -0.33 | -0.37 | -0.43 | -0.46
- | LB Export Reduction | Appendix 5 Section 1.7 | Ml/d | 2 |  |  |  |  | 2040-41: -0.29; 2041-42: -0.33; 2042-43: -0.37; 2043-44: -0.43; 2044-45: -0.46
- | (insert row above) | - | - |  | - | - | - | - | bar: 2020-21 to 2044-45
58.7 | Other options to increase deployable output | - | Ml/d |  | 0 | 0 | 0 | 0 | 0 | 0 | 0 | 0 | 0 | 0 | 0 | 0 | 0 | 0 | 0 | 0 | 0 | 0 | 0 | 0 | 0 | 0 | 0 | 0 | 0 | 0 | 0 | 0 | 0
- |  |  | Ml/d | 2
- | (insert row above) | - | - |  | - | - | - | - | bar: 2020-21 to 2044-45
59 | Distribution Side Management | - |  |  | 0 | 0 | 0 | 0 | 0 | 0 | 0 | 0 | 0 | 0 | 0 | 0 | 0 | 0 | 0 | 0 | 0 | 0 | 0 | 0 | 0 | 0 | 0 | 0 | 0 | 0 | 0 | 0 | 0
59.1 | Reduce distribution losses (input as -ve) | - | Ml/d | 2 | 0 | 0 | 0 | 0 | 0 | 0 | 0 | 0 | 0 | 0 | 0 | 0 | 0 | 0 | 0 | 0 | 0 | 0 | 0 | 0 | 0 | 0 | 0 | 0 | 0 | 0 | 0 | 0 | 0
|  |  | Ml/d | 2
- | (insert row above) | - | - |  | - | - | - | - | bar: 2020-21 to 2044-45
59.2 | Reduce distribution system operational use (DSOU) (input as -ve) | - | Ml/d | 2 | 0 | 0 | 0 | 0 | 0 | 0 | 0 | 0 | 0 | 0 | 0 | 0 | 0 | 0 | 0 | 0 | 0 | 0 | 0 | 0 | 0 | 0 | 0 | 0 | 0 | 0 | 0 | 0 | 0
- |  |  | Ml/d | 2
- | (insert row above) | - | - |  | - | - | - | - | bar: 2020-21 to 2044-45
60 | Production Side Management, Specify Below.... | - |  | 2 | 0 | 0 | 0 | 0 | 0 | 0 | 0 | 0 | 0 | 0 | 0 | 0 | 0 | 0 | 0 | 0 | 0 | 0 | 0 | 0 | 0 | 0 | 0 | 0 | 0 | 0 | 0 | 0 | 0
60.1 | Reduce treatment works losses (input as -ve) | - | Ml/d | 2 | 0 | 0 | 0 | 0 | 0 | 0 | 0 | 0 | 0 | 0 | 0 | 0 | 0 | 0 | 0 | 0 | 0 | 0 | 0 | 0 | 0 | 0 | 0 | 0 | 0 | 0 | 0 | 0 | 0
- |  |  | Ml/d | 2
- | (insert row above) | - | - |  | - | - | - | - | bar: 2020-21 to 2044-45
60.2 | Reduce outages (input as -ve) | - | Ml/d | 2 | 0 | 0 | 0 | 0 | 0 | 0 | 0 | 0 | 0 | 0 | 0 | 0 | 0 | 0 | 0 | 0 | 0 | 0 | 0 | 0 | 0 | 0 | 0 | 0 | 0 | 0 | 0 | 0 | 0
- |  |  | Ml/d | 2
- | (insert row above) | - | - |  | - | - | - | - | bar: 2020-21 to 2044-45
61 | Customer Side Management | - |  | 2 | 0 | 0 | 0 | 0 | 0 | 0 | 0 | 0 | 0 | 0 | 0 | 0 | 0 | 0 | 0 | 0 | 0 | 0 | 0 | 0 | 0 | 0 | 0 | 0 | 0 | 0 | 0 | 0 | 0
61.1 | Change volume delivered to measured non households (input reductions as -ve) | - | Ml/d | 2 | 0 | 0 | 0 | 0 | 0 | 0 | 0 | 0 | 0 | 0 | 0 | 0 | 0 | 0 | 0 | 0 | 0 | 0 | 0 | 0 | 0 | 0 | 0 | 0 | 0 | 0 | 0 | 0 | 0
- |  |  | Ml/d | 2
- | (insert row above) | - | - |  | - | - | - | - | bar: 2020-21 to 2044-45
61.2 | Change volume delivered to unmeasured non households (input reductions as -ve) | - | Ml/d | 2 | 0 | 0 | 0 | 0 | 0 | 0 | 0 | 0 | 0 | 0 | 0 | 0 | 0 | 0 | 0 | 0 | 0 | 0 | 0 | 0 | 0 | 0 | 0 | 0 | 0 | 0 | 0 | 0 | 0
- |  |  | Ml/d | 2
- | (insert row above) | - | - |  | - | - | - | - | bar: 2020-21 to 2044-45
61.3 | Change volume delivered to measured households (input reductions as -ve) | - | Ml/d | 2 | 0 | 0 | 0 | 0 | 0 | 0 | 0 | 0 | 0 | 0 | 0 | 0 | 0 | 0 | 0 | 0 | 0 | 0 | 0 | 0 | 0 | 0 | 0 | 0 | 0 | 0 | 0 | 0 | 0
|  |  | Ml/d | 2
- | (insert row above) | - | - |  | - | - | - | - | bar: 2020-21 to 2044-45
61.4 | Change volume delivered to unmeasured households (input reductions as -ve) | - | Ml/d | 2 | 0 | 0 | 0 | 0 | 0 | 0 | 0 | 0 | 0 | 0 | 0 | 0 | 0 | 0 | 0 | 0 | 0 | 0 | 0 | 0 | 0 | 0 | 0 | 0 | 0 | 0 | 0 | 0 | 0
- |  |  | Ml/d | 2
- | (insert row above) | - | - |  | - | - | - | - | bar: 2020-21 to 2044-45
61.5 | Options to reduce water taken unbilled (input as -ve) | - | Ml/d | 2 | 0 | 0 | 0 | 0 | 0 | 0 | 0 | 0 | 0 | 0 | 0 | 0 | 0 | 0 | 0 | 0 | 0 | 0 | 0 | 0 | 0 | 0 | 0 | 0 | 0 | 0 | 0 | 0 | 0
- |  |  | Ml/d | 2
- | (insert row above) | - | - |  | - | - | - | - | bar: 2020-21 to 2044-45
61.6 | Options impacting on measured Non Household - USPL (input reductions as -ve) |  | l/pr | 2 | 0 | 0 | 0 | 0 | 0 | 0 | 0 | 0 | 0 | 0 | 0 | 0 | 0 | 0 | 0 | 0 | 0 | 0 | 0 | 0 | 0 | 0 | 0 | 0 | 0 | 0 | 0 | 0 | 0
- |  |  | Ml/d | 2
- | (insert row above) | - | - |  | - | - | - | - | bar: 2020-21 to 2044-45
61.7 | Options impacting on unmeasured Non Household - USPL (input reductions as -ve) |  | l/pr | 2 | 0 | 0 | 0 | 0 | 0 | 0 | 0 | 0 | 0 | 0 | 0 | 0 | 0 | 0 | 0 | 0 | 0 | 0 | 0 | 0 | 0 | 0 | 0 | 0 | 0 | 0 | 0 | 0 | 0
- |  |  | Ml/d | 2
- | (insert row above) | - | - |  | - | - | - | - | bar: 2020-21 to 2044-45
61.8 | Options impacting on measured Household - USPL (input reductions as -ve) |  | l/pr | 2 | 0 | 0 | 0 | 0 | 0 | 0 | 0 | 0 | 0 | 0 | 0 | 0 | 0 | 0 | 0 | 0 | 0 | 0 | 0 | 0 | 0 | 0 | 0 | 0 | 0 | 0 | 0 | 0 | 0
- |  |  | Ml/d | 2
- | (insert row above) | - | - |  | - | - | - | - | bar: 2020-21 to 2044-45
61.9 | Options impacting on unmeasured Household - USPL (input reductions as -ve) |  | l/pr | 2 | 0 | 0 | 0 | 0 | 0 | 0 | 0 | 0 | 0 | 0 | 0 | 0 | 0 | 0 | 0 | 0 | 0 | 0 | 0 | 0 | 0 | 0 | 0 | 0 | 0 | 0 | 0 | 0 | 0
- |  |  | Ml/d | 2
- | (insert row above) | - | - |  | - | - | - | - | bar: 2020-21 to 2044-45
61.1 | Options impacting on Void properties - USPL (input reductions as -ve) |  | l/pr | 2 | 0 | 0 | 0 | 0 | 0 | 0 | 0 | 0 | 0 | 0 | 0 | 0 | 0 | 0 | 0 | 0 | 0 | 0 | 0 | 0 | 0 | 0 | 0 | 0 | 0 | 0 | 0 | 0 | 0
- |  |  | Ml/d | 2
- | (insert row above) | - | - |  | - | - | - | - | bar: 2020-21 to 2044-45
| Company: | VWP
| Resource Zone Name: | Tidworth
| Resource Zone Number: | 1
| Planning Scenario Name: | Dry Year Annual Average
| Chosen Level of Service: | 0

## 7. FP Supply
Table 7: Final planning water supply
| Row Ref | Component | Derivation | Unit | Decimal places | 2016-17 | For info 2017-18 | For info 2018-19 | For info 2019-20 | 2020-21 | 2021-22 | 2022-23 | 2023-24 | 2024-25 | 2025-26 | 2026-27 | 2027-28 | 2028-29 | 2029-2030 | 2030-2031 | 2031-2032 | 2032-33 | 2033-34 | 2034-35 | 2035-36 | 2036-37 | 2037-38 | 2038-39 | 2039-40 | 2040-41 | 2041-42 | 2042-43 | 2043-44 | 2044-45
Resources | 1FP | Raw Water Abstracted | 1BL+ (6. Preferred scenario ref 58.1) | Ml/d | 2 | 9 | 9 | 9 | 9 | 9 | 9 | 9 | 9 | 9 | 9 | 9 | 9 | 9 | 9 | 9 | 9 | 9 | 9 | 9 | 9 | 9 | 9 | 9 | 9 | 9 | 9 | 9 | 9 | 9
| 2FP | Raw Water Imported | 2BL+ (6. Preferred scenario ref 58.2) | Ml/d | 2 | 0 | 0 | 0 | 0 | 0 | 0 | 0 | 0 | 0 | 0 | 0 | 0 | 0 | 0 | 0 | 0 | 0 | 0 | 0 | 0 | 0 | 0 | 0 | 0 | 0 | 0 | 0 | 0 | 0
| - | - | - | - | 2 | - | - | - | - | bar: 2020-21 to 2044-45
| - | - | - | - | 2 | - | - | - | - | bar: 2020-21 to 2044-45
| - | - | - | - | 2 | - | - | - | - | bar: 2020-21 to 2044-45
| 3FP | Potable Water Imported | 3BL+ (6. Preferred scenario ref 58.3) | Ml/d | 2 | 0 | 0 | 0 | 0 | 0 | 0 | 0 | 0 | 0 | 0 | 0 | 0 | 0 | 0 | 0 | 0 | 0 | 0 | 0 | 0 | 0 | 0 | 0 | 0 | 0 | 0 | 0 | 0 | 0
| - | - | - | - | 2 | - | - | - | - | bar: 2020-21 to 2044-45
| - | - | - | - | 2 | - | - | - | - | bar: 2020-21 to 2044-45
| - | - | - | - | 2 | - | - | - | - | bar: 2020-21 to 2044-45
| - | - | - | - | 2 | - | - | - | - | bar: 2020-21 to 2044-45
Resource (and process) losses | 5FP | Raw Water Exported (raw exports and non potable uses) | 5BL+ (6. Preferred scenario ref 58.5) | Ml/d | 2 | 0 | 0 | 0 | 0 | 0 | 0 | 0 | 0 | 0 | 0 | 0 | 0 | 0 | 0 | 0 | 0 | 0 | 0 | 0 | 0 | 0 | 0 | 0 | 0 | 0 | 0 | 0 | 0 | 0
| - | - | - | - | 2 | - | - | - | - | bar: 2020-21 to 2044-45
| - | - | - | - | 2 | - | - | - | - | bar: 2020-21 to 2044-45
| - | - | - | - | 2 | - | - | - | - | bar: 2020-21 to 2044-45
| 6FP | Potable Water Exported | 6BL+ (6. Preferred scenario ref 58.6) | Ml/d | 2 | 2.74 | 2.74 | 2.74 | 2.74 | 2.74 | 2.74 | 2.74 | 2.74 | 2.74 | 2.74 | 2.74 | 2.74 | 2.74 | 2.74 | 2.74 | 2.74 | 2.74 | 2.74 | 2.74 | 2.74 | 2.74 | 2.74 | 2.74 | 2.74 | 2.45 | 2.41 | 2.37 | 2.31 | 2.28
| - | - | - | - | 2 | - | - | - | - | bar: 2020-21 to 2044-45
| - | - | - | - | 2 | - | - | - | - | bar: 2020-21 to 2044-45
| - | - | - | - | 2 | - | - | - | - | bar: 2020-21 to 2044-45
| 7FP | Deployable Output | 7BL+ 8BL+ (6. Preferred scenario ref 58.7) |  | 2 | 9 | 9 | 9 | 9 | 9 | 9 | 9 | 9 | 9 | 9 | 9 | 9 | 9 | 9 | 9 | 9 | 9 | 9 | 9 | 9 | 9 | 9 | 9 | 9 | 9 | 9 | 9 | 9 | 9
| - | - | - | - | 2 | bar: 2020-21 to 2044-45
| - | - | - | - | 2 | - | - | - | - | bar: 2020-21 to 2044-45
| - | - | - | - | 2 | - | - | - | - | bar: 2020-21 to 2044-45
| - | - | - | - | 2 | - | - | - | - | bar: 2020-21 to 2044-45
| - | - | - | - | 2 | - | - | - | - | bar: 2020-21 to 2044-45
| 9FP | Raw water losses, treatment works losses and operational use | 9BL+ (6. Preferred scenario ref 60.1) | Ml/d | 2 | 0 | 0 | 0 | 0 | 0 | 0 | 0 | 0 | 0 | 0 | 0 | 0 | 0 | 0 | 0 | 0 | 0 | 0 | 0 | 0 | 0 | 0 | 0 | 0 | 0 | 0 | 0 | 0 | 0
| 10FP | Outage allowance | 10BL+ (6. Preferred scenario ref 60.2) | Ml/d | 2 | 0.04 | 0.04 | 0.04 | 0.04 | 0.04 | 0.04 | 0.04 | 0.04 | 0.04 | 0.04 | 0.04 | 0.04 | 0.04 | 0.04 | 0.04 | 0.04 | 0.04 | 0.04 | 0.04 | 0.04 | 0.04 | 0.04 | 0.04 | 0.04 | 0.04 | 0.04 | 0.04 | 0.04 | 0.04
|  | Company: | VWP
|  | Resource Zone Name: | Tidworth
|  | Resource Zone Number: | 1
|  | Planning Scenario Name: | Dry Year Annual Average
|  | Chosen Level of Service: | 0

## 8. FP Demand
Table 8: Final planning water demand
| Row Ref | Component | Derivation / Impact of preferred options | Unit | Decimal places | 2016-17 | For info 2017-18 | For info 2018-19 | For info 2019-20 | 2020-21 | 2021-22 | 2022-23 | 2023-24 | 2024-25 | 2025-26 | 2026-27 | 2027-28 | 2028-29 | 2029-2030 | 2030-2031 | 2031-2032 | 2032-33 | 2033-34 | 2034-35 | 2035-36 | 2036-37 | 2037-38 | 2038-39 | 2039-40 | 2040-41 | 2041-42 | 2042-43 | 2043-44 | 2044-45
Consumption | 19FP | Water Delivered Measured Non Household | Calculated BL+Preferred options | Ml/d | 2 | 0.5 | 0.44563 | 0.45153 | 0.45743 | 0.46333 | 0.46923 | 0.47513 | 0.48103 | 0.48693 | 0.49283 | 0.49873 | 0.50463 | 0.51053 | 0.51643 | 0.52233 | 0.52823 | 0.53413 | 0.54003 | 0.54593 | 0.55183 | 0.55773 | 0.56363 | 0.56953 | 0.57543 | 0.58133 | 0.58723 | 0.59313 | 0.59903 | 0.60493
| 20FP | Water Delivered Unmeasured Non Household | Calculated BL+Preferred options | Ml/d | 2 | 2.27 | 2.9588 | 2.938 | 3.042 | 3.146 | 3.2872 | 3.3244 | 3.3615 | 3.3987 | 3.4359 | 3.4731 | 3.5102 | 3.5474 | 3.5846 | 3.6218 | 3.659 | 3.6961 | 3.7333 | 3.7705 | 3.8077 | 3.8449 | 3.882 | 3.9192 | 3.9564 | 3.9936 | 4.0307 | 4.0679 | 4.1051 | 4.1423
| 21FP | Water Delivered Measured Household | Calculated BL+Preferred options | Ml/d | 2 | 0.15 | 0.28073 | 0.34427 | 0.41534 | 0.47205 | 0.47205 | 0.47205 | 0.47205 | 0.47205 | 0.47205 | 0.47205 | 0.47205 | 0.47205 | 0.47205 | 0.47205 | 0.47205 | 0.47205 | 0.47205 | 0.47205 | 0.47205 | 0.47205 | 0.47205 | 0.47205 | 0.47205 | 0.47205 | 0.47205 | 0.47205 | 0.47205 | 0.47205
| 22FP | Water Delivered Unmeasured Household | Calculated BL+Preferred options | Ml/d | 2 | 0.12 | 0.13079 | 0.13079 | 0.13079 | 0.13079 | 0.13079 | 0.13079 | 0.13079 | 0.13079 | 0.13079 | 0.13079 | 0.13079 | 0.13079 | 0.13079 | 0.13079 | 0.13079 | 0.13079 | 0.13079 | 0.13079 | 0.13079 | 0.13079 | 0.13079 | 0.13079 | 0.13079 | 0.13079 | 0.13079 | 0.13079 | 0.13079 | 0.13079
| 23FP | Measured Non Household - Consumption | 19FP-34FP | Ml/d | 2 | 0.5 | 0.44563 | 0.45153 | 0.45743 | 0.46333 | 0.46923 | 0.47513 | 0.48103 | 0.48693 | 0.49283 | 0.49873 | 0.50463 | 0.51053 | 0.51643 | 0.52233 | 0.52823 | 0.53413 | 0.54003 | 0.54593 | 0.55183 | 0.55773 | 0.56363 | 0.56953 | 0.57543 | 0.58133 | 0.58723 | 0.59313 | 0.59903 | 0.60493
| 24FP | Unmeasured Non Household - Consumption | 20FP-35FP | Ml/d | 2 | 2.21 | 2.8988 | 2.878 | 2.982 | 3.086 | 3.2272 | 3.2644 | 3.3015 | 3.3387 | 3.3759 | 3.4131 | 3.4502 | 3.4874 | 3.5246 | 3.5618 | 3.599 | 3.6361 | 3.6733 | 3.7105 | 3.7477 | 3.7849 | 3.822 | 3.8592 | 3.8964 | 3.9336 | 3.9707 | 4.0079 | 4.0451 | 4.0823
| 25FP | Measured Household - Consumption | 21FP-36FP | Ml/d | 2 | 0.13 | 0.26073 | 0.32427 | 0.39534 | 0.45205 | 0.45205 | 0.45205 | 0.45205 | 0.45205 | 0.45205 | 0.45205 | 0.45205 | 0.45205 | 0.45205 | 0.45205 | 0.45205 | 0.45205 | 0.45205 | 0.45205 | 0.45205 | 0.45205 | 0.45205 | 0.45205 | 0.45205 | 0.45205 | 0.45205 | 0.45205 | 0.45205 | 0.45205
| 26FP | Unmeasured Household - Consumption | 22FP-37FP | Ml/d | 2 | 0.12 | 0.13079 | 0.13079 | 0.13079 | 0.13079 | 0.13079 | 0.13079 | 0.13079 | 0.13079 | 0.13079 | 0.13079 | 0.13079 | 0.13079 | 0.13079 | 0.13079 | 0.13079 | 0.13079 | 0.13079 | 0.13079 | 0.13079 | 0.13079 | 0.13079 | 0.13079 | 0.13079 | 0.13079 | 0.13079 | 0.13079 | 0.13079 | 0.13079
| 27 - | Percentage of consumption driven by climate change | n/a in FP | - | 1 | - | - | - | - | bar: 2020-21 to 2044-45
| 28 - | Volume of consumption driven by climate change | n/a in FP | - | 1 | 1 | - | - | - | bar: 2020-21 to 2044-45
PCC and consumption by component | 29FP | Measured Household - PCC | (25FP*1,000,000)/(51FP*1,000) | l/h/d | 1 | 89 | 109 | 106 | 105 | 104 | 104 | 104 | 104 | 104 | 104 | 104 | 104 | 104 | 104 | 104 | 104 | 104 | 104 | 104 | 104 | 104 | 104 | 104 | 104 | 104 | 104 | 104 | 104 | 104
| 29.1FP | Measured toilet flushing | Input brief explanation here | l/h/d | 1 | 24.92 | 30.52 | 29.68 | 29.4 | 29.12 | 29.12 | 29.12 | 29.12 | 29.12 | 29.12 | 29.12 | 29.12 | 29.12 | 29.12 | 29.12 | 29.12 | 29.12 | 29.12 | 29.12 | 29.12 | 29.12 | 29.12 | 29.12 | 29.12 | 29.12 | 29.12 | 29.12 | 29.12 | 29.12
| 29.2FP | Measured personal washing | Input brief explanation here | l/h/d | 1 | 23.14 | 28.34 | 27.56 | 27.3 | 27.04 | 27.04 | 27.04 | 27.04 | 27.04 | 27.04 | 27.04 | 27.04 | 27.04 | 27.04 | 27.04 | 27.04 | 27.04 | 27.04 | 27.04 | 27.04 | 27.04 | 27.04 | 27.04 | 27.04 | 27.04 | 27.04 | 27.04 | 27.04 | 27.04
| 29.3FP | Measured clothes washing | Input brief explanation here | l/h/d | 1 | 21.36 | 26.16 | 25.44 | 25.2 | 24.96 | 24.96 | 24.96 | 24.96 | 24.96 | 24.96 | 24.96 | 24.96 | 24.96 | 24.96 | 24.96 | 24.96 | 24.96 | 24.96 | 24.96 | 24.96 | 24.96 | 24.96 | 24.96 | 24.96 | 24.96 | 24.96 | 24.96 | 24.96 | 24.96
| 29.4FP | Measured dish washing | Input brief explanation here | l/h/d | 1 | 10.68 | 13.08 | 12.72 | 12.6 | 12.48 | 12.48 | 12.48 | 12.48 | 12.48 | 12.48 | 12.48 | 12.48 | 12.48 | 12.48 | 12.48 | 12.48 | 12.48 | 12.48 | 12.48 | 12.48 | 12.48 | 12.48 | 12.48 | 12.48 | 12.48 | 12.48 | 12.48 | 12.48 | 12.48
| 29.5FP | Measured miscellaneous internal use | Input brief explanation here | l/h/d | 1 | 8.9 | 10.9 | 10.6 | 10.5 | 10.4 | 10.4 | 10.4 | 10.4 | 10.4 | 10.4 | 10.4 | 10.4 | 10.4 | 10.4 | 10.4 | 10.4 | 10.4 | 10.4 | 10.4 | 10.4 | 10.4 | 10.4 | 10.4 | 10.4 | 10.4 | 10.4 | 10.4 | 10.4 | 10.4
| 29.6FP | Measured external use | Input brief explanation here | l/h/d | 1 | 0 | 0 | 0 | 0 | 0 | 0 | 0 | 0 | 0 | 0 | 0 | 0 | 0 | 0 | 0 | 0 | 0 | 0 | 0 | 0 | 0 | 0 | 0 | 0 | 0 | 0 | 0 | 0 | 0
| 30FP | Unmeasured Household - PCC | (26FP*1,000,000)/(52FP*1,000) | l/h/d | 1 | 160 | 160 | 160 | 160 | 160 | 160 | 160 | 160 | 160 | 160 | 160 | 160 | 160 | 160 | 160 | 160 | 160 | 160 | 160 | 160 | 160 | 160 | 160 | 160 | 160 | 160 | 160 | 160 | 160
| 30.1FP | Unmeasured toilet flushing | Input brief explanation here | l/h/d | 1 | 44.8 | 44.8 | 44.8 | 44.8 | 44.8 | 44.8 | 44.8 | 44.8 | 44.8 | 44.8 | 44.8 | 44.8 | 44.8 | 44.8 | 44.8 | 44.8 | 44.8 | 44.8 | 44.8 | 44.8 | 44.8 | 44.8 | 44.8 | 44.8 | 44.8 | 44.8 | 44.8 | 44.8 | 44.8
| 30.2FP | Unmeasured personal washing | Input brief explanation here | l/h/d | 1 | 41.6 | 41.6 | 41.6 | 41.6 | 41.6 | 41.6 | 41.6 | 41.6 | 41.6 | 41.6 | 41.6 | 41.6 | 41.6 | 41.6 | 41.6 | 41.6 | 41.6 | 41.6 | 41.6 | 41.6 | 41.6 | 41.6 | 41.6 | 41.6 | 41.6 | 41.6 | 41.6 | 41.6 | 41.6
| 30.3FP | Unmeasured clothes washing | Input brief explanation here | l/h/d | 1 | 38.4 | 38.4 | 38.4 | 38.4 | 38.4 | 38.4 | 38.4 | 38.4 | 38.4 | 38.4 | 38.4 | 38.4 | 38.4 | 38.4 | 38.4 | 38.4 | 38.4 | 38.4 | 38.4 | 38.4 | 38.4 | 38.4 | 38.4 | 38.4 | 38.4 | 38.4 | 38.4 | 38.4 | 38.4
| 30.4FP | Unmeasured dish washing | Input brief explanation here | l/h/d | 1 | 19.2 | 19.2 | 19.2 | 19.2 | 19.2 | 19.2 | 19.2 | 19.2 | 19.2 | 19.2 | 19.2 | 19.2 | 19.2 | 19.2 | 19.2 | 19.2 | 19.2 | 19.2 | 19.2 | 19.2 | 19.2 | 19.2 | 19.2 | 19.2 | 19.2 | 19.2 | 19.2 | 19.2 | 19.2
| 30.5FP | Unmeasured miscellaneous internal use | Input brief explanation here | l/h/d | 1 | 16 | 16 | 16 | 16 | 16 | 16 | 16 | 16 | 16 | 16 | 16 | 16 | 16 | 16 | 16 | 16 | 16 | 16 | 16 | 16 | 16 | 16 | 16 | 16 | 16 | 16 | 16 | 16 | 16
| 30.6FP | Unmeasured external use | Input brief explanation here | l/h/d | 1 | 0 | 0 | 0 | 0 | 0 | 0 | 0 | 0 | 0 | 0 | 0 | 0 | 0 | 0 | 0 | 0 | 0 | 0 | 0 | 0 | 0 | 0 | 0 | 0 | 0 | 0 | 0 | 0 | 0
| 31FP | Average Household - PCC | ((25FP+26FP)*1,000,000))/(51FP+52FP*1,000) | l/h/d | 1 | 112.8566 | 121.6532 | 117.6972 | 114.5954 | 112.7442 | 112.7442 | 112.7442 | 112.7442 | 112.7442 | 112.7442 | 112.7442 | 112.7442 | 112.7442 | 112.7442 | 112.7442 | 112.7442 | 112.7442 | 112.7442 | 112.7442 | 112.7442 | 112.7442 | 112.7442 | 112.7442 | 112.7442 | 112.7442 | 112.7442 | 112.7442 | 112.7442 | 112.7442
| 32FP | Water Taken Unbilled | Calculated BL+Preferred options | Ml/d | 1 | 0 | 0 | 0 | 0 | 0 | 0 | 0 | 0 | 0 | 0 | 0 | 0 | 0 | 0 | 0 | 0 | 0 | 0 | 0 | 0 | 0 | 0 | 0 | 0 | 0 | 0 | 0 | 0 | 0
| 33FP | Distribution System Operational Use | Calculated BL+Preferred options | Ml/d | 1 | 0.01 | 0.01 | 0.01 | 0.01 | 0.01 | 0.01 | 0.01 | 0.01 | 0.01 | 0.01 | 0.01 | 0.01 | 0.01 | 0.01 | 0.01 | 0.01 | 0.01 | 0.01 | 0.01 | 0.01 | 0.01 | 0.01 | 0.01 | 0.01 | 0.01 | 0.01 | 0.01 | 0.01 | 0.01
Leakage | 34FP | Measured Non Household - USPL | Calculated BL+Preferred options | Ml/d | 2 | 0 | 0 | 0 | 0 | 0 | 0 | 0 | 0 | 0 | 0 | 0 | 0 | 0 | 0 | 0 | 0 | 0 | 0 | 0 | 0 | 0 | 0 | 0 | 0 | 0 | 0 | 0 | 0 | 0
| 35FP | Unmeasured Non Household - USPL | Calculated BL+Preferred options | Ml/d | 2 | 0.06 | 0.06 | 0.06 | 0.06 | 0.06 | 0.06 | 0.06 | 0.06 | 0.06 | 0.06 | 0.06 | 0.06 | 0.06 | 0.06 | 0.06 | 0.06 | 0.06 | 0.06 | 0.06 | 0.06 | 0.06 | 0.06 | 0.06 | 0.06 | 0.06 | 0.06 | 0.06 | 0.06 | 0.06
| 36FP | Measured Household - USPL | Calculated BL+Preferred options | Ml/d | 2 | 0.02 | 0.02 | 0.02 | 0.02 | 0.02 | 0.02 | 0.02 | 0.02 | 0.02 | 0.02 | 0.02 | 0.02 | 0.02 | 0.02 | 0.02 | 0.02 | 0.02 | 0.02 | 0.02 | 0.02 | 0.02 | 0.02 | 0.02 | 0.02 | 0.02 | 0.02 | 0.02 | 0.02 | 0.02
| 37FP | Unmeasured Household - USPL | Calculated BL+Preferred options | Ml/d | 2 | 0 | 0 | 0 | 0 | 0 | 0 | 0 | 0 | 0 | 0 | 0 | 0 | 0 | 0 | 0 | 0 | 0 | 0 | 0 | 0 | 0 | 0 | 0 | 0 | 0 | 0 | 0 | 0 | 0
| 38FP | Void Properties - USPL | Calculated BL+Preferred options | Ml/d | 2 | 0 | 0 | 0 | 0 | 0 | 0 | 0 | 0 | 0 | 0 | 0 | 0 | 0 | 0 | 0 | 0 | 0 | 0 | 0 | 0 | 0 | 0 | 0 | 0 | 0 | 0 | 0 | 0 | 0
| 39FP | Distribution Losses | Calculated BL+Preferred options | Ml/d | 2 | 1.28 | 0.71974 | 0.57474 | 0.49974 | 0.49974 | 0.49974 | 0.49974 | 0.49974 | 0.49974 | 0.49974 | 0.49974 | 0.49974 | 0.49974 | 0.49974 | 0.49974 | 0.49974 | 0.49974 | 0.49974 | 0.49974 | 0.49974 | 0.49974 | 0.49974 | 0.49974 | 0.49974 | 0.49974 | 0.49974 | 0.49974 | 0.49974 | 0.49974
| 40FP | Total Leakage | Sum(34FP:39FP) | Ml/d | 2 | 1.36 | 0.79974 | 0.65474 | 0.57974 | 0.57974 | 0.57974 | 0.57974 | 0.57974 | 0.57974 | 0.57974 | 0.57974 | 0.57974 | 0.57974 | 0.57974 | 0.57974 | 0.57974 | 0.57974 | 0.57974 | 0.57974 | 0.57974 | 0.57974 | 0.57974 | 0.57974 | 0.57974 | 0.57974 | 0.57974 | 0.57974 | 0.57974 | 0.57974
| 41FP | Total Leakage | (40FP*1,000,000)/(48FP*1,000) | l/prop/d | 2 | 530.2144 | 259.9084 | 195.6194 | 158.8759 | 149.033 | 149.033 | 149.033 | 148.4985 | 149.033 | 149.033 | 149.033 | 149.033 | 149.033 | 149.033 | 149.033 | 149.033 | 149.033 | 149.033 | 149.033 | 149.033 | 149.033 | 149.033 | 149.033 | 149.033 | 149.033 | 149.033 | 149.033 | 149.033 | 149.033
Customer: Properties | 42FP | Measured Non Household - Properties | Input (total, excluding voids) | 000's | 2 | 0.128 | 0.161 | 0.161 | 0.161 | 0.161 | 0.161 | 0.161 | 0.161 | 0.161 | 0.161 | 0.161 | 0.161 | 0.161 | 0.161 | 0.161 | 0.161 | 0.161 | 0.161 | 0.161 | 0.161 | 0.161 | 0.161 | 0.161 | 0.161 | 0.161 | 0.161 | 0.161 | 0.161 | 0.161
| 43FP | Unmeasured Non Household - Properties | Input (total, excluding voids) | 000's | 2 | 1.5 | 1.5 | 1.5 | 1.5 | 1.5 | 1.5 | 1.5 | 1.5 | 1.5 | 1.5 | 1.5 | 1.5 | 1.5 | 1.5 | 1.5 | 1.5 | 1.5 | 1.5 | 1.5 | 1.5 | 1.5 | 1.5 | 1.5 | 1.5 | 1.5 | 1.5 | 1.5 | 1.5 | 1.5
| 44FP | All void non-households - properties | Input (voids in each year) | 000's | 2 | 0 | 0 | 0 | 0 | 0 | 0 | 0 | 0.014 | 0 | 0 | 0 | 0 | 0 | 0 | 0 | 0 | 0 | 0 | 0 | 0 | 0 | 0 | 0 | 0 | 0 | 0 | 0 | 0 | 0
| 45FP | Measured Household - Properties (excl voids) | Pre-plan year = input. Forecast years = Previous year 45FP + sum(45.1FP:45.6FP) | 000's | 2 | 0.61 | 1.061 | 1.331 | 1.633 | 1.874 | 1.874 | 1.874 | 1.874 | 1.874 | 1.874 | 1.874 | 1.874 | 1.874 | 1.874 | 1.874 | 1.874 | 1.874 | 1.874 | 1.874 | 1.874 | 1.874 | 1.874 | 1.874 | 1.874 | 1.874 | 1.874 | 1.874 | 1.874 | 1.874
| 45.1FP | New properties | Input (new builds in each year) | 000's | 2 | 0.155 | 0.451 | 0.27 | 0.302 | 0.241 | 0 | 0 | 0 | 0 | 0 | 0 | 0 | 0 | 0 | 0 | 0 | 0 | 0 | 0 | 0 | 0 | 0 | 0 | 0 | 0 | 0 | 0 | 0 | 0
| 45.2FP | Meter optants - properties | Input (meter optants in each year) | 000's | 2 | 0 | 0 | 0 | 0 | 0 | 0 | 0 | 0 | 0 | 0 | 0 | 0 | 0 | 0 | 0 | 0 | 0 | 0 | 0 | 0 | 0 | 0 | 0 | 0 | 0 | 0 | 0 | 0 | 0
| 45.3FP | Compulsory metering - properties | Input (compulsory meters in each year) | 000's | 2 | 0 | 0 | 0 | 0 | 0 | 0 | 0 | 0 | 0 | 0 | 0 | 0 | 0 | 0 | 0 | 0 | 0 | 0 | 0 | 0 | 0 | 0 | 0 | 0 | 0 | 0 | 0 | 0 | 0
| 45.4FP | Metering on change of occupancy - properties | Input (change of occupancy meters in each year) | 000's | 2 | 0 | 0 | 0 | 0 | 0 | 0 | 0 | 0 | 0 | 0 | 0 | 0 | 0 | 0 | 0 | 0 | 0 | 0 | 0 | 0 | 0 | 0 | 0 | 0 | 0 | 0 | 0 | 0 | 0
| 45.5FP | Selective metering properties | Input (selective meters in each year) | 000's | 2 | 0 | 0 | 0 | 0 | 0 | 0 | 0 | 0 | 0 | 0 | 0 | 0 | 0 | 0 | 0 | 0 | 0 | 0 | 0 | 0 | 0 | 0 | 0 | 0 | 0 | 0 | 0 | 0 | 0
| 45.6FP | Other changes to existing metering - properties | Input (other changes to meters in each year) | 000's | 2 | 0 | 0 | 0 | 0 | 0 | 0 | 0 | 0 | 0 | 0 | 0 | 0 | 0 | 0 | 0 | 0 | 0 | 0 | 0 | 0 | 0 | 0 | 0 | 0 | 0 | 0 | 0 | 0 | 0
| 45.7FP | Measured void households - properties | Input (voids in each year) | 000's | 2 | 0 | 0 | 0 | 0 | 0 | 0 | 0 | 0 | 0 | 0 | 0 | 0 | 0 | 0 | 0 | 0 | 0 | 0 | 0 | 0 | 0 | 0 | 0 | 0 | 0 | 0 | 0 | 0 | 0
| 46FP | Unmeasured households - properties (excl void) | Input (total) | 000's | 2 | 0.313 | 0.341 | 0.341 | 0.341 | 0.341 | 0.341 | 0.341 | 0.341 | 0.341 | 0.341 | 0.341 | 0.341 | 0.341 | 0.341 | 0.341 | 0.341 | 0.341 | 0.341 | 0.341 | 0.341 | 0.341 | 0.341 | 0.341 | 0.341 | 0.341 | 0.341 | 0.341 | 0.341 | 0.341
| 47FP | Unmeasured void households - properties | Input (voids in each year) | 000's | 2 | 0.014 | 0.014 | 0.014 | 0.014 | 0.014 | 0.014 | 0.014 | 0.014 | 0.014 | 0.014 | 0.014 | 0.014 | 0.014 | 0.014 | 0.014 | 0.014 | 0.014 | 0.014 | 0.014 | 0.014 | 0.014 | 0.014 | 0.014 | 0.014 | 0.014 | 0.014 | 0.014 | 0.014 | 0.014
| 48FP | Total Resource Zone Properties (incl voids) | SUM(42FP:45FP)+45.7FP+46FP+47FP | 000's | 2 | 2.565 | 3.077 | 3.347 | 3.649 | 3.89 | 3.89 | 3.89 | 3.904 | 3.89 | 3.89 | 3.89 | 3.89 | 3.89 | 3.89 | 3.89 | 3.89 | 3.89 | 3.89 | 3.89 | 3.89 | 3.89 | 3.89 | 3.89 | 3.89 | 3.89 | 3.89 | 3.89 | 3.89 | 3.89
Customer: Population | 49FP | Measured Non Household - Population | Input (total) | 000's | 2 | 0.3072 | 0.3864 | 0.3864 | 0.3864 | 0.3864 | 0.3864 | 0.3864 | 0.3864 | 0.3864 | 0.3864 | 0.3864 | 0.3864 | 0.3864 | 0.3864 | 0.3864 | 0.3864 | 0.3864 | 0.3864 | 0.3864 | 0.3864 | 0.3864 | 0.3864 | 0.3864 | 0.3864 | 0.3864 | 0.3864 | 0.3864 | 0.3864 | 0.3864
| 50FP | Unmeasured Non Household - Population | Input (total) | 000's | 2 | 6 | 6 | 6.26 | 6.52 | 6.78 | 7.04 | 7.04 | 7.04 | 7.04 | 7.04 | 7.04 | 7.04 | 7.04 | 7.04 | 7.04 | 7.04 | 7.04 | 7.04 | 7.04 | 7.04 | 7.04 | 7.04 | 7.04 | 7.04 | 7.04 | 8.04 | 9.04 | 10.04 | 11.04
| 51FP | Measured Household - Population | Input (total) | 000's | 2 | 1.464 | 2.4 | 3.048 | 3.7728 | 4.3512 | 4.3512 | 4.3512 | 4.3512 | 4.3512 | 4.3512 | 4.3512 | 4.3512 | 4.3512 | 4.3512 | 4.3512 | 4.3512 | 4.3512 | 4.3512 | 4.3512 | 4.3512 | 4.3512 | 4.3512 | 4.3512 | 4.3512 | 4.3512 | 4.3512 | 4.3512 | 4.3512 | 4.3512
| 52FP | Unmeasured Household - Population | Input (total) | 000's | 2 | 0.7512 | 0.8184 | 0.8184 | 0.8184 | 0.8184 | 0.8184 | 0.8184 | 0.8184 | 0.8184 | 0.8184 | 0.8184 | 0.8184 | 0.8184 | 0.8184 | 0.8184 | 0.8184 | 0.8184 | 0.8184 | 0.8184 | 0.8184 | 0.8184 | 0.8184 | 0.8184 | 0.8184 | 0.8184 | 0.8184 | 0.8184 | 0.8184 | 0.8184
| 53FP | Total Resource Zone Population | 49FP+Sum(50FP:52FP) | 000's | 2 | 8.5224 | 9.6048 | 10.5128 | 11.4976 | 12.336 | 12.596 | 12.596 | 12.596 | 12.596 | 12.596 | 12.596 | 12.596 | 12.596 | 12.596 | 12.596 | 12.596 | 12.596 | 12.596 | 12.596 | 12.596 | 12.596 | 12.596 | 12.596 | 12.596 | 12.596 | 13.596 | 14.596 | 15.596 | 16.596
Occupancy | 54FP | Measured Household - Occupancy Rate (average) (excl voids) | 51FP/45FP | h/prop | 1 | 2.4 | 2.262 | 2.29 | 2.3103 | 2.3219 | 2.3219 | 2.3219 | 2.3219 | 2.3219 | 2.3219 | 2.3219 | 2.3219 | 2.3219 | 2.3219 | 2.3219 | 2.3219 | 2.3219 | 2.3219 | 2.3219 | 2.3219 | 2.3219 | 2.3219 | 2.3219 | 2.3219 | 2.3219 | 2.3219 | 2.3219 | 2.3219 | 2.3219
| 55FP | Unmeasured Household - Occupancy Rate | 52BL/46BL | h/prop | 1 | 2.4 | 2.4 | 2.4 | 2.4 | 2.4 | 2.4 | 2.4 | 2.4 | 2.4 | 2.4 | 2.4 | 2.4 | 2.4 | 2.4 | 2.4 | 2.4 | 2.4 | 2.4 | 2.4 | 2.4 | 2.4 | 2.4 | 2.4 | 2.4 | 2.4 | 2.4 | 2.4 | 2.4 | 2.4
Metering | 56FP | Total Household Metering penetration (excl. voids) | 45FP/45FP+46FP | % | 0 | 66.09% | 75.68% | 79.61% | 82.73% | 84.6% | 84.6% | 84.6% | 84.6% | 84.6% | 84.6% | 84.6% | 84.6% | 84.6% | 84.6% | 84.6% | 84.6% | 84.6% | 84.6% | 84.6% | 84.6% | 84.6% | 84.6% | 84.6% | 84.6% | 84.6% | 84.6% | 84.6% | 84.6% | 84.6%
| 57FP | Total Household Metering penetration (incl. voids) | 45FP/(45FP+45.7FP+46FP+47FP) | % | 0 | 65.1% | 74.93% | 78.94% | 82.14% | 84.07% | 84.07% | 84.07% | 84.07% | 84.07% | 84.07% | 84.07% | 84.07% | 84.07% | 84.07% | 84.07% | 84.07% | 84.07% | 84.07% | 84.07% | 84.07% | 84.07% | 84.07% | 84.07% | 84.07% | 84.07% | 84.07% | 84.07% | 84.07% | 84.07%
|  | Company: | VWP
|  | Resource Zone Name: | Tidworth
|  | Resource Zone Number: | 1
|  | Planning Scenario Name: | Dry Year Annual Average
|  | Chosen Level of Service: | 0

## 9. FP SDB
Table 9: Final planning water supply
| Row Ref | Component | Derivation | Unit | Decimal places | 2016-17 | For info 2017-18 | For info 2018-19 | For info 2019-20 | 2020-21 | 2021-22 | 2022-23 | 2023-24 | 2024-25 | 2025-26 | 2026-27 | 2027-28 | 2028-29 | 2029-2030 | 2030-2031 | 2031-2032 | 2032-33 | 2033-34 | 2034-35 | 2035-36 | 2036-37 | 2037-38 | 2038-39 | 2039-40 | 2040-41 | 2041-42 | 2042-43 | 2043-44 | 2044-45
SDB | 11FP | Distribution Input | 19FP+20FP+21FP+22FP+32FP+33FP+38FP+39FP | Ml/d | 2 | 4.33 | 4.5457 | 4.4493 | 4.5553 | 4.7219 | 4.869 | 4.9121 | 4.9551 | 4.9982 | 5.0413 | 5.0844 | 5.1275 | 5.1705 | 5.2136 | 5.2567 | 5.2998 | 5.3429 | 5.3859 | 5.429 | 5.4721 | 5.5152 | 5.5582 | 5.6013 | 5.6444 | 5.6875 | 5.7306 | 5.7736 | 5.8167 | 5.8598
| 12FP | Water Available For Use (own sources) | 7FP-(4FP+9FP+10FP) | Ml/d | 2 | 8.96 |  |  |  | 8.96 | 8.96 | 8.96 | 8.96 | 8.96 | 8.96 | 8.96 | 8.96 | 8.96 | 8.96 | 8.96 | 8.96 | 8.96 | 8.96 | 8.96 | 8.96 | 8.96 | 8.96 | 8.96 | 8.96 | 8.96 | 8.96 | 8.96 | 8.96 | 8.96
| 13FP | Total Water Available For Use | 12FP+(2FP+3FP)-(5FP+6FP) | Ml/d | 2 | 6.22 |  |  |  | 6.22 | 6.22 | 6.22 | 6.22 | 6.22 | 6.22 | 6.22 | 6.22 | 6.22 | 6.22 | 6.22 | 6.22 | 6.22 | 6.22 | 6.22 | 6.22 | 6.22 | 6.22 | 6.22 | 6.22 | 6.51 | 6.55 | 6.59 | 6.65 | 6.68
| 14FP | Target headroom (climate change component) | Input | Ml/d | 2 | 0 | 0 | 0 | 0 | 0 | 0 | 0 | 0 | 0 | 0 | 0 | 0 | 0 | 0 | 0 | 0 | 0 | 0 | 0 | 0 | 0 | 0 | 0 | 0 | 0 | 0 | 0 | 0 | 0
| 15FP | Target headroom (All other components) | Input | Ml/d | 2 | 0.264 | 0.275 | 0.286 | 0.297 | 0.308 | 0.319 | 0.33 | 0.341 | 0.352 | 0.363 | 0.374 | 0.385 | 0.396 | 0.407 | 0.418 | 0.429 | 0.44 | 0.451 | 0.462 | 0.473 | 0.484 | 0.495 | 0.506 | 0.517 | 0.528 | 0.539 | 0.55 | 0.561 | 0.572
| 16FP | Target Headroom | 14FP+15FP | Ml/d | 2 | 0.264 |  |  |  | 0.308 | 0.319 | 0.33 | 0.341 | 0.352 | 0.363 | 0.374 | 0.385 | 0.396 | 0.407 | 0.418 | 0.429 | 0.44 | 0.451 | 0.462 | 0.473 | 0.484 | 0.495 | 0.506 | 0.517 | 0.528 | 0.539 | 0.55 | 0.561 | 0.572
| 17FP | Available Headroom | 13FP-11FP | Ml/d | 2 | 1.89 |  |  |  | 1.4981 | 1.351 | 1.3079 | 1.2649 | 1.2218 | 1.1787 | 1.1356 | 1.0925 | 1.0495 | 1.0064 | 0.96331 | 0.92023 | 0.87715 | 0.83407 | 0.79099 | 0.74791 | 0.70483 | 0.66176 | 0.61868 | 0.5756 | 0.82252 | 0.81944 | 0.81636 | 0.83329 | 0.82021
| 18FP | Supply Demand Balance | 17FP-16FP | Ml/d | 2 | 1.626 |  |  |  | 1.1901 | 1.032 | 0.97793 | 0.92385 | 0.86978 | 0.8157 | 0.76162 | 0.70754 | 0.65346 | 0.59938 | 0.54531 | 0.49123 | 0.43715 | 0.38307 | 0.32899 | 0.27491 | 0.22083 | 0.16676 | 0.11268 | 0.058599 | 0.29452 | 0.28044 | 0.26636 | 0.27229 | 0.24821
|  | Company: | VWP
|  | Resource Zone Name: | Tidworth
|  | Resource Zone Number: | 1
|  | Planning Scenario Name: | Dry Year Annual Average
|  | Chosen Level of Service: | 0

## 10. Drought plan links
Table 10: Drought plan links and Deployable Output Overview
10.1 Planning scenarios |  |  |  |  | 10.2 Water resources management plan | [7 empty] | 10.3 Drought plan | [5 empty] | 10.4 Demand
Drought Scenarios | Drought Description | Drought Severity | Plan in which scenario is used (highlights overlaps) |  | WRMP DO of Sources (not including drought measures) | WRMP Additional Yield from Drought Supply Measures (eg drought permits or orders) |  |  | WRMP Impact on DO of drought plan Demand Restrictions (eg TUBs) |  |  | WRMP DO Levels of Service | Drought Plan Additional Yield from Further Supply Measures (eg drought permits or orders) |  |  | Drought Plan Impact on DO of Further Demand Restrictions (eg TUBs) |  |  | Unrestricted Demand | Restricted Demand
|  |  | WRMP | Drought Plan | DO (Ml/d) | Description | Marginal Benefit (Ml/d) | DO (Ml/d) | Description | Marginal Benefit (Ml/d) | DO (Ml/d) | DO (Ml/d) | Description | Marginal Benefit (Ml/d) | DO (Ml/d) | Description | Marginal Benefit (Ml/d) | DO (Ml/d) | Ml/d | Ml/d
Historic Droughts | 1976 | 1.6% chance in any given year | Y | n | 0 | (1) | 0 |  | (2) | 0 |  |  |  | 0 |  | (1) | 0
| 1921 | 1% chance in any given year | Y | Y | 0 | (1) | 0 |  | (2) | 0 |  |  |  | 0 |  | (1) | 0
Additional Drought Scenarios | 200 | Severe Drought | n | Y | 0 | (1) | 0 |  | (2) | 0 |  |  | (3) | 0 |  | (1) | 0
| 1000 | Extreme Drought | n | n | 0 | (1) | 0 |  | (2) | 0 |  |  | (3) | 0 |  | (1) | 0
Reported DO for WRMP tables highlighted in yellow
10.5 Summary report
WRMP DO Overview | [8 empty] | Drought Plan Overview
Include DO Approach LoS Constraint on DO Critical Year(s) Data length, qualityAppraoch to Drought Severity | [8 empty] | Include Measures and Restrictions included in Drought Plan
Additional Drought Scenarios | [8 empty] | Drought Supply Measures and Demand Restrictions Further Details
Include Drought Scenarios chosen and justification | [8 empty] | List individual measures used in scenario e.g. (1) River augmentation measure (2) (3)
Impact on Supply Demand
Include Comment on imapcts of drought meausures , restrictions on SBD, including for drought scenarios.
Demands
Include Comment on selection of demands