## TITLE PAGE
Water Resources Planning Tables 2024 |  |  |  |  | Company tables version tracker
[5 empty] | Version | Updates made | Date (DD/MM/YY)
[5 empty] | v1 | EA updates to template to correct: - minor typo in formulae table 2e, 4 FPW corrected - error in table 6, 12 FPD (formulae updated) - Updated WRZ code for ESWHRT and added WRZ code for NAVs - NAVNAV - Updated data validation in table 1 to included NAVNAV, allowing companies to better reflect these as existing transfers. | 4474700%
Template Tables information
| Planning tables template version | v1 | All queries on the content of this workbook should be sent to:
| Version date | 2022-07-05 | water-company-plan@environment-agency.gov.uk
wrepp@cyfoethnaturiolcymru.gov.uk (Welsh areas only)
Water company information
Company: | Veolia Water Projects Limited
Base Year: | 2019/20 | Signed: |  | Dated:
Responsible Officer:
Version: |  |  | [Digital signature is acceptable]
Key to cells |  | Workbook contents
Clear cells - indicate an input is required |  | Worksheet | Content
|  | 1.Base Year | Baseline licences and existing transfers
Yellow shaded cells - indicates a formula |  | 2.WC Level Data | Water Company level key metrics and microcomponents
|  | 3. WRZs | DYAA & DYCP Baseline Water Balance, Final Plan Water Balance and preferred options
Blue shaded cells - indicate base year data |  | 4.Options Appraisal Summary | Appraisal of all options with key cost, benefit and natural capital metrics
|  | 5. Options Benefit | Benefits of your poptions across planning period
Light orange shaded cells - indicate preceding years |  | 5a-5c. Cost Profiles | Option cost profile; Option unit cost profiles; worked example
|  | 6. Drought Plan Links | Drought plan links
Dark grey shaded cells - indicate that no data entry is required |  | 7. Adaptive Programmes | Adaptive plan information
|  | 8. Business Plan Links | Links to the Business Plan
Green shaded cells - indicates annualised not cumulative figures
Key to scenarios
Normal Year Annual Average Final Plan - NYAA
Dry Year Annual Average Baseline - DYAA
Dry Year Annual Average Final Plan - DYAA
Dry Year Critical Period Baseline - DYCP
Dry Year Critical Period Final Plan - DYCP

## 1. Base Year Licences
Back to title page
Water Company | Veolia Water Projects Limited | Version | READ ME
[7 empty] | deployable output (Ml/d) |  |  |  | Source Types
Table 1a: WC Level - Baseline licences - All individual licences | [10 empty] | GW
WRMP24 Reference | Derivation | Licence number | Source name | Source type | WRZ Code | DYAA deployable output (Ml/d) | DYCP deployable output (Ml/d) | Annual licensed quantity (Ml/d) | Constraints on deployable output | Additional notes (if desired) | SW:Reservoir
0.1BL | Sum (0.1BL+...) | - | - | - |  | 0 | 0 | 0 | - | - | SW:River
- | Input | [9 empty] | SW: Tidal Waters
- | Input
Table 1b: WC Level - Baseline licences - Grouped licences
WRMP24 Reference | Derivation | Licence number | Source name | Source type | WRZ Code | DYAA deployable output (Ml/d) | DYCP deployable output (Ml/d) | Annual licensed quantity (Ml/d) | Constraints on deployable output | Additional notes (if desired)
0.2BL | Sum (0.2BL+...) | - | Total | - |  | 9 | 9 | - | - | -
- | - | Group #: | [Enter name of group] | - |  | 9 | 9 | - | - | -
- | Input | SW/043/0024/006 | Abstraction boreholes BH2, BH3 and Chalkpit | GW | VWPTDW | 9 | 9 | 9.02 | - | -
- | Input
- | Input
- | Input
- | Input
Table 1c: WC Level - Baseline licences - Unused licences
WRMP24 Reference | Derivation | Licence number | Source name | Source type | WRZ Code | DYAA deployable output (Ml/d) | DYCP deployable output (Ml/d) | Annual licensed quantity (Ml/d) | Reason licence is unused | Additional notes (if desired)
0.3BL | Sum (0.3BL+...) | - | - | - |  | 0 | 0 | 0 | - | -
- | Input
- | Input
Table 1d: WC Level - Baseline licences - Drought only licences
WRMP24 Reference | Derivation | Licence number | Source name | Source type | WRZ Code | DYAA deployable output (Ml/d) | DYCP deployable output (Ml/d) | Annual licensed quantity (Ml/d) | Reason licence is unused | Additional notes (if desired)
0.4BL | Sum (0.4BL+...) |  |  |  |  | 0 | 0 | 0 | - | -
- | Input
- | Input
Table 1e: WC Level - Baseline licences - New licences (within current AMP)
WRMP24 Reference | Derivation | Licence number | Source name | Source type | WRZ Code | DYAA deployable output (Ml/d) | DYCP deployable output (Ml/d) | Annual licensed quantity (Ml/d) | Status of licence | Additional notes (if desired)
0.5BL | Sum (0.5BL+...) | - | - | - |  | 0 | 0 | 0 | - | -
- | Input
- | Input
Table 1f: WC Level - Existing transfers - Raw water transfers
WRMP24 Reference | Derivation | Transfer name | End date of agreement (dd/mm/yyyy) | WRZ Code From | WRZ Code To | DYAA deployable output (Ml/d) | DYCP deployable output (Ml/d) | Annual limit (Ml/d) | Changes to agreement during drought | Additional notes (if desired)
0.6BL | Input
- | Input
- | Input
Table 1g: WC Level - Existing transfers - Potable water transfers
WRMP24 Reference | Derivation | Transfer name | End date of agreement (dd/mm/yyyy) | WRZ Code From | WRZ Code To | DYAA deployable output (Ml/d) | DYCP deployable output (Ml/d) | Annual limit (Ml/d) | Changes to agreement during drought | Additional notes (if desired)
0.7BL | Input
- | Input |  |  | VWPTDW | WXWWSX | 2.74 | 3 | 2.74 | No changes | New agreement between VWPL and WW has been completed, the volumes will therefore be accordance with the new agreement. Further discussions may be required if sustainability reductions are implemented on VWPL by the EA.
- | Input
Note on E6: Do not delete default inserted input lines. These are required to generate the autosum of all additional rows added. Additional rows which the user enters can be deleted. If additional lines are required please insert into middle of group to ensure automatic calculations pick up all data. Please ensure that you check the yellow shaded calculated cells to ensure they take account of added rows and correctly sum the totals. You can add notes in column L to provide additional explanation if desired. DO NOT DELETE DEFAULT INPUT ROWS - If unrequired leave blank. For individual licences - Please list only individual licences (i.e. not used in conjunctive use systems). For Drought Only Licences - Please only list licences where DO would confidently be impacted. Ensure licences are not double counted, licences should either be in Unused licences or Drought Only licences and not in both.
Note on K41: Please state if a licence has been applied for, approved, granted, awaiting mobilisation, or other specified status.

## 2. WC Level Data
Back to title page
Water Company | Veolia Water Projects Limited | Version
Planning Scenario | NYAA
Table 2a: WC Level Normal Year planning scenario
WRMP24 Reference | Component | Derivation | Unit | Decimal places | 2019-20 | 2020-21 | 2021-22 | 2022-23 | 2023-24 | 2024-25 | 2025-26 | 2026-27 | 2027-28 | 2028-29 | 2029-30 | 2030-31 | 2035-36 | 2040-41 | 2045-46 | 2050-51 | 2055-56 | 2060-61 | 2065-66 | 2070-71 | 2075-76 | 2080-81 | 2085-86 | 2090-91 | 2095-96 | 2100-2101
1NY | Total Household Consumption | Input | Ml/d | 2 | 0.57 | 0.76 | 0.66 | 0.66 | 1.07 | 1.1 | 1.13 | 1.16 | 1.17 | 1.17 | 1.17 | 1.17 | 1.19 | 1.2 | 1.22
2NY | Average Household - PCC | Input | l/h/d | 1 | 123.3766 | 157.0897 | 137.2998 | 130.7708 | 128.0057 | 128.2799 | 128.5406 | 128.7887 | 129.5538 | 129.2104 | 128.8688 | 128.5291 | 129.0253 | 128.4384 | 128.9232
3NY | Total Non-Household Consumption | Input | Ml/d | 2 | 3.15 | 2.29 | 2.414 | 3.17 | 2.783 | 2.789 | 2.795 | 2.801 | 2.807 | 2.813 | 2.819 | 2.825 | 2.855 | 2.885 | 2.915
4NY | Total Leakage | Input | Ml/d | 2 | 0.9 | 0.86 | 0.813 | 1.54 | 1.55 | 1.55 | 1.55 | 1.55 | 1.55 | 1.55 | 1.55 | 1.55 | 1.55 | 1.55 | 1.55
5NY | Distribution input | Input | Ml/d | 2 | 4.63 | 3.92 | 3.888 | 5.382 | 5.44 | 5.451 | 5.487 | 5.523 | 5.564 | 5.57 | 5.551 | 5.572 | 5.607 | 5.647 | 5.697
Water Company | Veolia Water Projects Limited | Version
Planning Scenario | DYAA
Table 2b: WC Level DYAA - Microcomponents - Final planning
WRMP24 Reference | Component | Derivation | Unit | Decimal places | 2019-20 | 2020-21 | 2021-22 | 2022-23 | 2023-24 | 2024-25 | 2025-26 | 2026-27 | 2027-28 | 2028-29 | 2029-30 | 2030-31 | 2031-32 | 2032-33 | 2033-34 | 2034-35 | 2035-36 | 2036-37 | 2037-38 | 2038-39 | 2039-40 | 2040-41 | 2041-42 | 2042-43 | 2043-44 | 2044-45 | 2045-46 | 2046-47 | 2047-48 | 2048-49 | 2049-50 | 2050-51 | 2051-52 | 2052-53 | 2053-54 | 2054-55 | 2055-56 | 2056-57 | 2057-58 | 2058-59 | 2059-60 | 2060-61 | 2061-62 | 2062-63 | 2063-64 | 2064-65 | 2065-66 | 2066-67 | 2067-68 | 2068-69 | 2069-70 | 2070-71 | 2071-72 | 2072-73 | 2073-74 | 2074-75 | 2075-76 | 2076-77 | 2077-78 | 2078-79 | 2079-80 | 2080-81 | 2081-82 | 2082-83 | 2083-84 | 2084-85 | 2085-86 | 2086-87 | 2087-88 | 2088-89 | 2089-90 | 2090-91 | 2091-92 | 2092-93 | 2093-94 | 2094-95 | 2095-96 | 2096-97 | 2097-98 | 2098-99 | 2099-100 | 2100-01
11FPW | Measured Household - PCC | sum (11.1FPW:11.9FPW) | l/h/d | 1 | 122.2 | 153.8 | 147.3 | 138.3 | 132.3 | 115.8 | 116.5 | 115.8 | 117.6 | 117.2 | 116.9 | 116.6 | 117.4 | 117.1 | 116.8 | 117.6 | 117.3 | 117 | 117.8 | 117.5 | 117.1 | 116.8 | 117.6 | 117.3 | 117 | 117.8 | 117.5 | 117.2 | 118 | 117.7 | 117.4 | 0 | 0 | 0 | 0 | 0 | 0 | 0 | 0 | 0 | 0 | 0 | 0 | 0 | 0 | 0 | 0 | 0 | 0 | 0 | 0 | 0 | 0 | 0 | 0 | 0 | 0 | 0 | 0 | 0 | 0 | 0 | 0 | 0 | 0 | 0 | 0 | 0 | 0 | 0 | 0 | 0 | 0 | 0 | 0 | 0 | 0 | 0 | 0 | 0 | 0 | 0
11.1FPW | Measured toilet flushing | Input | l/h/d | 1 | 2019-20: 29.3; 2020-21: 29.3; 2021-22: 29.3; 2022-23: 29.3; 2023-24: 29.3; 2024-25: 29.3; 2025-26: 29.3; 2026-27: 29.3; 2027-28: 29.3; 2028-29: 29.3; 2029-30: 29.3; 2030-31: 29.3; 2031-32: 29.3; 2032-33: 29.3; 2033-34: 29.3; 2034-35: 29.3; 2035-36: 29.3; 2036-37: 29.3; 2037-38: 29.3; 2038-39: 29.3; 2039-40: 29.3; 2040-41: 29.3; 2041-42: 29.3; 2042-43: 29.3; 2043-44: 29.3; 2044-45: 29.3; 2045-46: 29.3; 2046-47: 29.3; 2047-48: 29.3; 2048-49: 29.3; 2049-50: 29.3
11.2FPW | Measured personal washing | Input | l/h/d | 1 | 2019-20: 27.3; 2020-21: 27.3; 2021-22: 27.3; 2022-23: 27.3; 2023-24: 27.3; 2024-25: 27.3; 2025-26: 27.3; 2026-27: 27.3; 2027-28: 27.3; 2028-29: 27.3; 2029-30: 27.3; 2030-31: 27.3; 2031-32: 27.3; 2032-33: 27.3; 2033-34: 27.3; 2034-35: 27.3; 2035-36: 27.3; 2036-37: 27.3; 2037-38: 27.3; 2038-39: 27.3; 2039-40: 27.3; 2040-41: 27.3; 2041-42: 27.3; 2042-43: 27.3; 2043-44: 27.3; 2044-45: 27.3; 2045-46: 27.3; 2046-47: 27.3; 2047-48: 27.3; 2048-49: 27.3; 2049-50: 27.3
11.3FPW | Measured clothes washing | Input | l/h/d | 1 | 2019-20: 25.2; 2020-21: 25.2; 2021-22: 25.2; 2022-23: 25.2; 2023-24: 25.2; 2024-25: 25.2; 2025-26: 25.2; 2026-27: 25.2; 2027-28: 25.2; 2028-29: 25.2; 2029-30: 25.2; 2030-31: 25.2; 2031-32: 25.2; 2032-33: 25.2; 2033-34: 25.2; 2034-35: 25.2; 2035-36: 25.2; 2036-37: 25.2; 2037-38: 25.2; 2038-39: 25.2; 2039-40: 25.2; 2040-41: 25.2; 2041-42: 25.2; 2042-43: 25.2; 2043-44: 25.2; 2044-45: 25.2; 2045-46: 25.2; 2046-47: 25.2; 2047-48: 25.2; 2048-49: 25.2; 2049-50: 25.2
11.4FPW | Measured dish washing | Input | l/h/d | 1 | 2019-20: 12.6; 2020-21: 12.6; 2021-22: 12.6; 2022-23: 12.6; 2023-24: 12.6; 2024-25: 12.6; 2025-26: 12.6; 2026-27: 12.6; 2027-28: 12.6; 2028-29: 12.6; 2029-30: 12.6; 2030-31: 12.6; 2031-32: 12.6; 2032-33: 12.6; 2033-34: 12.6; 2034-35: 12.6; 2035-36: 12.6; 2036-37: 12.6; 2037-38: 12.6; 2038-39: 12.6; 2039-40: 12.6; 2040-41: 12.6; 2041-42: 12.6; 2042-43: 12.6; 2043-44: 12.6; 2044-45: 12.6; 2045-46: 12.6; 2046-47: 12.6; 2047-48: 12.6; 2048-49: 12.6; 2049-50: 12.6
11.5FPW | Measured miscellaneous internal use | Input | l/h/d | 1 | 2019-20: 27.8; 2020-21: 59.4; 2021-22: 52.9; 2022-23: 43.9; 2023-24: 37.9; 2024-25: 21.4; 2025-26: 22.1; 2026-27: 21.4; 2027-28: 23.2; 2028-29: 22.8; 2029-30: 22.5; 2030-31: 22.2; 2031-32: 23; 2032-33: 22.7; 2033-34: 22.4; 2034-35: 23.2; 2035-36: 22.9; 2036-37: 22.6; 2037-38: 23.4; 2038-39: 23.1; 2039-40: 22.7; 2040-41: 22.4; 2041-42: 23.2; 2042-43: 22.9; 2043-44: 22.6; 2044-45: 23.4; 2045-46: 23.1; 2046-47: 22.8; 2047-48: 23.6; 2048-49: 23.3; 2049-50: 23
11.6FPW | Measured external use | Input | l/h/d | 1 | 2019-20: 0; 2020-21: 0; 2021-22: 0; 2022-23: 0; 2023-24: 0; 2024-25: 0; 2025-26: 0; 2026-27: 0; 2027-28: 0; 2028-29: 0; 2029-30: 0; 2030-31: 0; 2031-32: 0; 2032-33: 0; 2033-34: 0; 2034-35: 0; 2035-36: 0; 2036-37: 0; 2037-38: 0; 2038-39: 0; 2039-40: 0; 2040-41: 0; 2041-42: 0; 2042-43: 0; 2043-44: 0; 2044-45: 0; 2045-46: 0; 2046-47: 0; 2047-48: 0; 2048-49: 0; 2049-50: 0
11.7FPW | Measured (other: define) | Input | l/h/d | 1 | 2019-20: 0; 2020-21: 0; 2021-22: 0; 2022-23: 0; 2023-24: 0; 2024-25: 0; 2025-26: 0; 2026-27: 0; 2027-28: 0; 2028-29: 0; 2029-30: 0; 2030-31: 0; 2031-32: 0; 2032-33: 0; 2033-34: 0; 2034-35: 0; 2035-36: 0; 2036-37: 0; 2037-38: 0; 2038-39: 0; 2039-40: 0; 2040-41: 0; 2041-42: 0; 2042-43: 0; 2043-44: 0; 2044-45: 0; 2045-46: 0; 2046-47: 0; 2047-48: 0; 2048-49: 0; 2049-50: 0
11.8FPW | Measured (other: define) | Input | l/h/d | 1 | 2019-20: 0; 2020-21: 0; 2021-22: 0; 2022-23: 0; 2023-24: 0; 2024-25: 0; 2025-26: 0; 2026-27: 0; 2027-28: 0; 2028-29: 0; 2029-30: 0; 2030-31: 0; 2031-32: 0; 2032-33: 0; 2033-34: 0; 2034-35: 0; 2035-36: 0; 2036-37: 0; 2037-38: 0; 2038-39: 0; 2039-40: 0; 2040-41: 0; 2041-42: 0; 2042-43: 0; 2043-44: 0; 2044-45: 0; 2045-46: 0; 2046-47: 0; 2047-48: 0; 2048-49: 0; 2049-50: 0
11.9FPW | Measured (other: define) | Input | l/h/d | 1 | 2019-20: 0; 2020-21: 0; 2021-22: 0; 2022-23: 0; 2023-24: 0; 2024-25: 0; 2025-26: 0; 2026-27: 0; 2027-28: 0; 2028-29: 0; 2029-30: 0; 2030-31: 0; 2031-32: 0; 2032-33: 0; 2033-34: 0; 2034-35: 0; 2035-36: 0; 2036-37: 0; 2037-38: 0; 2038-39: 0; 2039-40: 0; 2040-41: 0; 2041-42: 0; 2042-43: 0; 2043-44: 0; 2044-45: 0; 2045-46: 0; 2046-47: 0; 2047-48: 0; 2048-49: 0; 2049-50: 0
12FPW | Unmeasured Household - PCC | sum (12.1FPW:12.9FPW) | l/h/d | 1 | 129 | 173.7 | 94.4 | 94.4 | 106.7 | 94.4 | 94.4 | 94.4 | 102.3 | 102.3 | 102.3 | 102.3 | 102.3 | 102.3 | 102.3 | 102.3 | 102.3 | 102.3 | 102.3 | 102.3 | 102.3 | 102.3 | 102.3 | 102.3 | 102.3 | 102.3 | 102.3 | 102.3 | 102.3 | 102.3 | 102.3 | 0 | 0 | 0 | 0 | 0 | 0 | 0 | 0 | 0 | 0 | 0 | 0 | 0 | 0 | 0 | 0 | 0 | 0 | 0 | 0 | 0 | 0 | 0 | 0 | 0 | 0 | 0 | 0 | 0 | 0 | 0 | 0 | 0 | 0 | 0 | 0 | 0 | 0 | 0 | 0 | 0 | 0 | 0 | 0 | 0 | 0 | 0 | 0 | 0 | 0 | 0
12.1FPW | Unmeasured toilet flushing | Input | l/h/d | 1 | 2019-20: 29.3; 2020-21: 29.3; 2021-22: 29.3; 2022-23: 29.3; 2023-24: 29.3; 2024-25: 29.3; 2025-26: 29.3; 2026-27: 29.3; 2027-28: 29.3; 2028-29: 29.3; 2029-30: 29.3; 2030-31: 29.3; 2031-32: 29.3; 2032-33: 29.3; 2033-34: 29.3; 2034-35: 29.3; 2035-36: 29.3; 2036-37: 29.3; 2037-38: 29.3; 2038-39: 29.3; 2039-40: 29.3; 2040-41: 29.3; 2041-42: 29.3; 2042-43: 29.3; 2043-44: 29.3; 2044-45: 29.3; 2045-46: 29.3; 2046-47: 29.3; 2047-48: 29.3; 2048-49: 29.3; 2049-50: 29.3
12.2FPW | Unmeasured personal washing | Input | l/h/d | 1 | 2019-20: 27.3; 2020-21: 27.3; 2021-22: 27.3; 2022-23: 27.3; 2023-24: 27.3; 2024-25: 27.3; 2025-26: 27.3; 2026-27: 27.3; 2027-28: 27.3; 2028-29: 27.3; 2029-30: 27.3; 2030-31: 27.3; 2031-32: 27.3; 2032-33: 27.3; 2033-34: 27.3; 2034-35: 27.3; 2035-36: 27.3; 2036-37: 27.3; 2037-38: 27.3; 2038-39: 27.3; 2039-40: 27.3; 2040-41: 27.3; 2041-42: 27.3; 2042-43: 27.3; 2043-44: 27.3; 2044-45: 27.3; 2045-46: 27.3; 2046-47: 27.3; 2047-48: 27.3; 2048-49: 27.3; 2049-50: 27.3
12.3FPW | Unmeasured clothes washing | Input | l/h/d | 1 | 2019-20: 25.2; 2020-21: 25.2; 2021-22: 25.2; 2022-23: 25.2; 2023-24: 25.2; 2024-25: 25.2; 2025-26: 25.2; 2026-27: 25.2; 2027-28: 25.2; 2028-29: 25.2; 2029-30: 25.2; 2030-31: 25.2; 2031-32: 25.2; 2032-33: 25.2; 2033-34: 25.2; 2034-35: 25.2; 2035-36: 25.2; 2036-37: 25.2; 2037-38: 25.2; 2038-39: 25.2; 2039-40: 25.2; 2040-41: 25.2; 2041-42: 25.2; 2042-43: 25.2; 2043-44: 25.2; 2044-45: 25.2; 2045-46: 25.2; 2046-47: 25.2; 2047-48: 25.2; 2048-49: 25.2; 2049-50: 25.2
12.4FPW | Unmeasured dish washing | Input | l/h/d | 1 | 2019-20: 12.6; 2020-21: 12.6; 2021-22: 12.6; 2022-23: 12.6; 2023-24: 12.6; 2024-25: 12.6; 2025-26: 12.6; 2026-27: 12.6; 2027-28: 12.6; 2028-29: 12.6; 2029-30: 12.6; 2030-31: 12.6; 2031-32: 12.6; 2032-33: 12.6; 2033-34: 12.6; 2034-35: 12.6; 2035-36: 12.6; 2036-37: 12.6; 2037-38: 12.6; 2038-39: 12.6; 2039-40: 12.6; 2040-41: 12.6; 2041-42: 12.6; 2042-43: 12.6; 2043-44: 12.6; 2044-45: 12.6; 2045-46: 12.6; 2046-47: 12.6; 2047-48: 12.6; 2048-49: 12.6; 2049-50: 12.6
12.5FPW | Unmeasured miscellaneous internal use | Input | l/h/d | 1 | 2019-20: 34.6; 2020-21: 79.3; 2021-22: 0; 2022-23: 0; 2023-24: 12.3; 2024-25: 0; 2025-26: 0; 2026-27: 0; 2027-28: 7.9; 2028-29: 7.9; 2029-30: 7.9; 2030-31: 7.9; 2031-32: 7.9; 2032-33: 7.9; 2033-34: 7.9; 2034-35: 7.9; 2035-36: 7.9; 2036-37: 7.9; 2037-38: 7.9; 2038-39: 7.9; 2039-40: 7.9; 2040-41: 7.9; 2041-42: 7.9; 2042-43: 7.9; 2043-44: 7.9; 2044-45: 7.9; 2045-46: 7.9; 2046-47: 7.9; 2047-48: 7.9; 2048-49: 7.9; 2049-50: 7.9
12.6FPW | Unmeasured external use | Input | l/h/d | 1 | 2019-20: 0; 2020-21: 0; 2021-22: 0; 2022-23: 0; 2023-24: 0; 2024-25: 0; 2025-26: 0; 2026-27: 0; 2027-28: 0; 2028-29: 0; 2029-30: 0; 2030-31: 0; 2031-32: 0; 2032-33: 0; 2033-34: 0; 2034-35: 0; 2035-36: 0; 2036-37: 0; 2037-38: 0; 2038-39: 0; 2039-40: 0; 2040-41: 0; 2041-42: 0; 2042-43: 0; 2043-44: 0; 2044-45: 0; 2045-46: 0; 2046-47: 0; 2047-48: 0; 2048-49: 0; 2049-50: 0
12.7FPW | Unmeasured (other: define) | Input | l/h/d | 1 | 2019-20: 0; 2020-21: 0; 2021-22: 0; 2022-23: 0; 2023-24: 0; 2024-25: 0; 2025-26: 0; 2026-27: 0; 2027-28: 0; 2028-29: 0; 2029-30: 0; 2030-31: 0; 2031-32: 0; 2032-33: 0; 2033-34: 0; 2034-35: 0; 2035-36: 0; 2036-37: 0; 2037-38: 0; 2038-39: 0; 2039-40: 0; 2040-41: 0; 2041-42: 0; 2042-43: 0; 2043-44: 0; 2044-45: 0; 2045-46: 0; 2046-47: 0; 2047-48: 0; 2048-49: 0; 2049-50: 0
12.8FPW | Unmeasured (other: define) | Input | l/h/d | 1 | 2019-20: 0; 2020-21: 0; 2021-22: 0; 2022-23: 0; 2023-24: 0; 2024-25: 0; 2025-26: 0; 2026-27: 0; 2027-28: 0; 2028-29: 0; 2029-30: 0; 2030-31: 0; 2031-32: 0; 2032-33: 0; 2033-34: 0; 2034-35: 0; 2035-36: 0; 2036-37: 0; 2037-38: 0; 2038-39: 0; 2039-40: 0; 2040-41: 0; 2041-42: 0; 2042-43: 0; 2043-44: 0; 2044-45: 0; 2045-46: 0; 2046-47: 0; 2047-48: 0; 2048-49: 0; 2049-50: 0
12.9FPW | Unmeasured (other: define) | Input | l/h/d | 1 | 2019-20: 0; 2020-21: 0; 2021-22: 0; 2022-23: 0; 2023-24: 0; 2024-25: 0; 2025-26: 0; 2026-27: 0; 2027-28: 0; 2028-29: 0; 2029-30: 0; 2030-31: 0; 2031-32: 0; 2032-33: 0; 2033-34: 0; 2034-35: 0; 2035-36: 0; 2036-37: 0; 2037-38: 0; 2038-39: 0; 2039-40: 0; 2040-41: 0; 2041-42: 0; 2042-43: 0; 2043-44: 0; 2044-45: 0; 2045-46: 0; 2046-47: 0; 2047-48: 0; 2048-49: 0; 2049-50: 0
Table 2c: WC Level DYAA - Meter Installations (including meter upgrades) - Final Planning
WRMP24 Reference | Component | Derivation | Unit | Decimal places | 2019-20 | 2020-21 | 2021-22 | 2022-23 | 2023-24 | 2024-25 | 2025-26 | 2026-27 | 2027-28 | 2028-29 | 2029-30 | 2030-31 | 2031-32 | 2032-33 | 2033-34 | 2034-35 | 2035-36 | 2036-37 | 2037-38 | 2038-39 | 2039-40 | 2040-41 | 2041-42 | 2042-43 | 2043-44 | 2044-45 | 2045-46 | 2046-47 | 2047-48 | 2048-49 | 2049-50 | 2050-51 | 2051-52 | 2052-53 | 2053-54 | 2054-55 | 2055-56 | 2056-57 | 2057-58 | 2058-59 | 2059-60 | 2060-61 | 2061-62 | 2062-63 | 2063-64 | 2064-65 | 2065-66 | 2066-67 | 2067-68 | 2068-69 | 2069-70 | 2070-71 | 2071-72 | 2072-73 | 2073-74 | 2074-75 | 2075-76 | 2076-77 | 2077-78 | 2078-79 | 2079-80 | 2080-81 | 2081-82 | 2082-83 | 2083-84 | 2084-85 | 2085-86 | 2086-87 | 2087-88 | 2088-89 | 2089-90 | 2090-91 | 2091-92 | 2092-93 | 2093-94 | 2094-95 | 2095-96 | 2096-97 | 2097-98 | 2098-99 | 2099-100 | 2100-01
0FPM | Total Household Smart Meters (cumulative including existing) | Input | 000's | 0 | 2019-20: 1.602; 2020-21: 1.68; 2021-22: 1.697; 2022-23: 1.777; 2023-24: 2.897; 2024-25: 2.987; 2025-26: 3.077; 2026-27: 3.167; 2027-28: 3.437; 2028-29: 3.447; 2029-30: 3.457; 2030-31: 3.467; 2031-32: 3.477; 2032-33: 3.487; 2033-34: 3.497; 2034-35: 3.507; 2035-36: 3.517; 2036-37: 3.527; 2037-38: 3.537; 2038-39: 3.547; 2039-40: 3.557; 2040-41: 3.567; 2041-42: 3.577; 2042-43: 3.587; 2043-44: 3.597; 2044-45: 3.607; 2045-46: 3.617; 2046-47: 3.627; 2047-48: 3.637; 2048-49: 3.647; 2049-50: 3.657
1FPM | Total household meter installations | sum(1.1FPM:1.32FPM) | 000's | 0 | 0 | 0.078 | 0.017 | 0.08 | 0.08 | 0.09 | 0.09 | 0.09 | 0.01 | 0.01 | 0.01 | 0.01 | 0.01 | 0.01 | 0.01 | 0.01 | 0.01 | 0.01 | 0.01 | 0.01 | 0.01 | 0.01 | 0.01 | 0.01 | 0.01 | 0.01 | 0.01 | 0.01 | 0.01 | 0.01 | 0.01 | 0 | 0 | 0 | 0 | 0 | 0 | 0 | 0 | 0 | 0 | 0 | 0 | 0 | 0 | 0 | 0 | 0 | 0 | 0 | 0 | 0 | 0 | 0 | 0 | 0 | 0 | 0 | 0 | 0 | 0 | 0 | 0 | 0 | 0 | 0 | 0 | 0 | 0 | 0 | 0 | 0 | 0 | 0 | 0 | 0 | 0 | 0 | 0 | 0 | 0 | 0
1.1FPM | Basic (non-automated) meter installations (household) | Input | 000's | 0 | 2019-20: 0; 2020-21: 0; 2021-22: 0; 2022-23: 0; 2023-24: 0; 2024-25: 0; 2025-26: 0; 2026-27: 0; 2027-28: 0; 2028-29: 0; 2029-30: 0; 2030-31: 0; 2031-32: 0; 2032-33: 0; 2033-34: 0; 2034-35: 0; 2035-36: 0; 2036-37: 0; 2037-38: 0; 2038-39: 0; 2039-40: 0; 2040-41: 0; 2041-42: 0; 2042-43: 0; 2043-44: 0; 2044-45: 0; 2045-46: 0; 2046-47: 0; 2047-48: 0; 2048-49: 0; 2049-50: 0
1.21FPM | Automated Meter Reading (AMR) - new installations (household) | Input | 000's | 0 | 2019-20: 0; 2020-21: 0; 2021-22: 0; 2022-23: 0; 2023-24: 0; 2024-25: 0; 2025-26: 0; 2026-27: 0; 2027-28: 0; 2028-29: 0; 2029-30: 0; 2030-31: 0; 2031-32: 0; 2032-33: 0; 2033-34: 0; 2034-35: 0; 2035-36: 0; 2036-37: 0; 2037-38: 0; 2038-39: 0; 2039-40: 0; 2040-41: 0; 2041-42: 0; 2042-43: 0; 2043-44: 0; 2044-45: 0; 2045-46: 0; 2046-47: 0; 2047-48: 0; 2048-49: 0; 2049-50: 0
1.22FPM | Automated Meter Reading (AMR) - upgrades from basic meters (household | Input | 000's | 0 | 2019-20: 0; 2020-21: 0; 2021-22: 0; 2022-23: 0; 2023-24: 0; 2024-25: 0; 2025-26: 0; 2026-27: 0; 2027-28: 0; 2028-29: 0; 2029-30: 0; 2030-31: 0; 2031-32: 0; 2032-33: 0; 2033-34: 0; 2034-35: 0; 2035-36: 0; 2036-37: 0; 2037-38: 0; 2038-39: 0; 2039-40: 0; 2040-41: 0; 2041-42: 0; 2042-43: 0; 2043-44: 0; 2044-45: 0; 2045-46: 0; 2046-47: 0; 2047-48: 0; 2048-49: 0; 2049-50: 0
1.31FPM | Advanced Metering Infrastructure (AMI) - new installations (household) | Input | 000's | 0 | 2019-20: 0; 2020-21: 0.078; 2021-22: 0.017; 2022-23: 0.08; 2023-24: 0.08; 2024-25: 0.09; 2025-26: 0.09; 2026-27: 0.09; 2027-28: 0.01; 2028-29: 0.01; 2029-30: 0.01; 2030-31: 0.01; 2031-32: 0.01; 2032-33: 0.01; 2033-34: 0.01; 2034-35: 0.01; 2035-36: 0.01; 2036-37: 0.01; 2037-38: 0.01; 2038-39: 0.01; 2039-40: 0.01; 2040-41: 0.01; 2041-42: 0.01; 2042-43: 0.01; 2043-44: 0.01; 2044-45: 0.01; 2045-46: 0.01; 2046-47: 0.01; 2047-48: 0.01; 2048-49: 0.01; 2049-50: 0.01
1.32FPM | Automated Meter Infrastructure (AMI) - upgrades from basic or AMR meters (household) | Input | 000's | 0 | 2019-20: 0; 2020-21: 0; 2021-22: 0; 2022-23: 0; 2023-24: 0; 2024-25: 0; 2025-26: 0; 2026-27: 0; 2027-28: 0; 2028-29: 0; 2029-30: 0; 2030-31: 0; 2031-32: 0; 2032-33: 0; 2033-34: 0; 2034-35: 0; 2035-36: 0; 2036-37: 0; 2037-38: 0; 2038-39: 0; 2039-40: 0; 2040-41: 0; 2041-42: 0; 2042-43: 0; 2043-44: 0; 2044-45: 0; 2045-46: 0; 2046-47: 0; 2047-48: 0; 2048-49: 0; 2049-50: 0
2FPM | Total non-household meter installations | Input | 000's | 0 | 2019-20: 0; 2020-21: 0; 2021-22: 0; 2022-23: 0; 2023-24: 0.305; 2024-25: 0; 2025-26: 0; 2026-27: 0; 2027-28: 0; 2028-29: 0; 2029-30: 0; 2030-31: 0; 2031-32: 0; 2032-33: 0; 2033-34: 0; 2034-35: 0; 2035-36: 0; 2036-37: 0; 2037-38: 0; 2038-39: 0; 2039-40: 0; 2040-41: 0; 2041-42: 0; 2042-43: 0; 2043-44: 0; 2044-45: 0; 2045-46: 0; 2046-47: 0; 2047-48: 0; 2048-49: 0; 2049-50: 0
2.1FPM | Basic (non-automated) meter installations (non-household) | Input | 000's | 0 | 2019-20: 0; 2020-21: 0; 2021-22: 0; 2022-23: 0; 2023-24: 0; 2024-25: 0; 2025-26: 0; 2026-27: 0; 2027-28: 0; 2028-29: 0; 2029-30: 0; 2030-31: 0; 2031-32: 0; 2032-33: 0; 2033-34: 0; 2034-35: 0; 2035-36: 0; 2036-37: 0; 2037-38: 0; 2038-39: 0; 2039-40: 0; 2040-41: 0; 2041-42: 0; 2042-43: 0; 2043-44: 0; 2044-45: 0; 2045-46: 0; 2046-47: 0; 2047-48: 0; 2048-49: 0; 2049-50: 0
2.2FPM | Automated Meter Reading (AMR) - installations (non-household) | Input | 000's | 0 | 2019-20: 0; 2020-21: 0; 2021-22: 0; 2022-23: 0; 2023-24: 0.305; 2024-25: 0; 2025-26: 0; 2026-27: 0; 2027-28: 0; 2028-29: 0; 2029-30: 0; 2030-31: 0; 2031-32: 0; 2032-33: 0; 2033-34: 0; 2034-35: 0; 2035-36: 0; 2036-37: 0; 2037-38: 0; 2038-39: 0; 2039-40: 0; 2040-41: 0; 2041-42: 0; 2042-43: 0; 2043-44: 0; 2044-45: 0; 2045-46: 0; 2046-47: 0; 2047-48: 0; 2048-49: 0; 2049-50: 0
2.3FPM | Automated Meter Infrastructure (AMI) - installations (non-household) | Input | 000's | 0 | 2019-20: 0; 2020-21: 0; 2021-22: 0; 2022-23: 0; 2023-24: 0; 2024-25: 0; 2025-26: 0; 2026-27: 0; 2027-28: 0; 2028-29: 0; 2029-30: 0; 2030-31: 0; 2031-32: 0; 2032-33: 0; 2033-34: 0; 2034-35: 0; 2035-36: 0; 2036-37: 0; 2037-38: 0; 2038-39: 0; 2039-40: 0; 2040-41: 0; 2041-42: 0; 2042-43: 0; 2043-44: 0; 2044-45: 0; 2045-46: 0; 2046-47: 0; 2047-48: 0; 2048-49: 0; 2049-50: 0
Table 2d: WC Level DYAA - Key Components - Baseline
WRMP24 Reference | Component | Derivation | Unit | Decimal places | 2019-20 | 2020-21 | 2021-22 | 2022-23 | 2023-24 | 2024-25 | 2025-26 | 2026-27 | 2027-28 | 2028-29 | 2029-30 | 2030-31 | 2031-32 | 2032-33 | 2033-34 | 2034-35 | 2035-36 | 2036-37 | 2037-38 | 2038-39 | 2039-40 | 2040-41 | 2041-42 | 2042-43 | 2043-44 | 2044-45 | 2045-46 | 2046-47 | 2047-48 | 2048-49 | 2049-50 | 2050-51 | 2051-52 | 2052-53 | 2053-54 | 2054-55 | 2055-56 | 2056-57 | 2057-58 | 2058-59 | 2059-60 | 2060-61 | 2061-62 | 2062-63 | 2063-64 | 2064-65 | 2065-66 | 2066-67 | 2067-68 | 2068-69 | 2069-70 | 2070-71 | 2071-72 | 2072-73 | 2073-74 | 2074-75 | 2075-76 | 2076-77 | 2077-78 | 2078-79 | 2079-80 | 2080-81 | 2081-82 | 2082-83 | 2083-84 | 2084-85 | 2085-86 | 2086-87 | 2087-88 | 2088-89 | 2089-90 | 2090-91 | 2091-92 | 2092-93 | 2093-94 | 2094-95 | 2095-96 | 2096-97 | 2097-98 | 2098-99 | 2099-100 | 2100-01
1BLW | Outage Allowance | Sum (all WRZ 9BL) | Ml/d | 2 | 0 | 0 | 0.02 | 0.04 | 0.04 | 0.04 | 0.04 | 0.04 | 0.04 | 0.04 | 0.04 | 0.04 | 0.04 | 0.04 | 0.04 | 0.04 | 0.04 | 0.04 | 0.04 | 0.04 | 0.04 | 0.04 | 0.04 | 0.04 | 0.04 | 0.04 | 0.04 | 0.04 | 0.04 | 0.04 | 0.04 | 0 | 0 | 0 | 0 | 0 | 0 | 0 | 0 | 0 | 0 | 0 | 0 | 0 | 0 | 0 | 0 | 0 | 0 | 0 | 0 | 0 | 0 | 0 | 0 | 0 | 0 | 0 | 0 | 0 | 0 | 0 | 0 | 0 | 0 | 0 | 0 | 0 | 0 | 0 | 0 | 0 | 0 | 0 | 0 | 0 | 0 | 0 | 0 | 0 | 0 | 0
2BLW | Average Household - PCC | ((Sum (all WRZ 14BL: 15BL) - Sum (all WRZ 25BL:26BL))*1,000,000)/((Sum (all WRZ 39BL: 40BL))*1,000) | l/h/d | 1 | 123.3766 | 157.0897 | 137.2998 | 130.7708 | 128.0057 | 128.2799 | 128.5406 | 128.7887 | 129.5538 | 129.2104 | 128.8688 | 128.5291 | 129.2867 | 128.9477 | 128.6104 | 129.3619 | 129.0253 | 128.6904 | 129.4359 | 129.1017 | 128.7692 | 128.4384 | 129.1769 | 128.8468 | 128.5183 | 129.251 | 128.9232 | 128.597 | 129.3239 | 128.9984 | 128.6745 | #DIV/0! | #DIV/0! | #DIV/0! | #DIV/0! | #DIV/0! | #DIV/0! | #DIV/0! | #DIV/0! | #DIV/0! | #DIV/0! | #DIV/0! | #DIV/0! | #DIV/0! | #DIV/0! | #DIV/0! | #DIV/0! | #DIV/0! | #DIV/0! | #DIV/0! | #DIV/0! | #DIV/0! | #DIV/0! | #DIV/0! | #DIV/0! | #DIV/0! | #DIV/0! | #DIV/0! | #DIV/0! | #DIV/0! | #DIV/0! | #DIV/0! | #DIV/0! | #DIV/0! | #DIV/0! | #DIV/0! | #DIV/0! | #DIV/0! | #DIV/0! | #DIV/0! | #DIV/0! | #DIV/0! | #DIV/0! | #DIV/0! | #DIV/0! | #DIV/0! | #DIV/0! | #DIV/0! | #DIV/0! | #DIV/0! | #DIV/0! | #DIV/0!
3BLW | Household metering penetration incl. voids | Sum (all WRZ 34BL) / (Sum (all WRZ 34BL) + Sum (all WRZ 34.7BL: 35.1BL)) | % | 1 | 82.62% | 82.92% | 82.5% | 83.7% | 82.7% | 83.13% | 83.55% | 83.94% | 83.98% | 84.02% | 84.07% | 84.11% | 84.15% | 84.19% | 84.23% | 84.27% | 84.31% | 84.35% | 84.39% | 84.43% | 84.47% | 84.51% | 84.55% | 84.59% | 84.63% | 84.67% | 84.71% | 84.75% | 84.79% | 84.82% | 84.86% | 100% | 100% | 100% | 100% | 100% | 100% | 100% | 100% | 100% | 100% | 100% | 100% | 100% | 100% | 100% | 100% | 100% | 100% | 100% | 100% | 100% | 100% | 100% | 100% | 100% | 100% | 100% | 100% | 100% | 100% | 100% | 100% | 100% | 100% | 100% | 100% | 100% | 100% | 100% | 100% | 100% | 100% | 100% | 100% | 100% | 100% | 100% | 100% | 100% | 100% | #DIV/0!
4BLW | Total non-household consumption | Sum (all WRZ 12BL:13BL) - Sum (all WRZ 23BL:24BL) | Ml/d | 2 | 3.15 | 2.29 | 2.414 | 3.17 | 2.783 | 2.789 | 2.795 | 2.801 | 2.807 | 2.813 | 2.819 | 2.825 | 2.831 | 2.837 | 2.843 | 2.849 | 2.855 | 2.861 | 2.867 | 2.873 | 2.879 | 2.885 | 2.891 | 2.897 | 2.903 | 2.909 | 2.915 | 2.921 | 2.927 | 2.933 | 2.939 | 0 | 0 | 0 | 0 | 0 | 0 | 0 | 0 | 0 | 0 | 0 | 0 | 0 | 0 | 0 | 0 | 0 | 0 | 0 | 0 | 0 | 0 | 0 | 0 | 0 | 0 | 0 | 0 | 0 | 0 | 0 | 0 | 0 | 0 | 0 | 0 | 0 | 0 | 0 | 0 | 0 | 0 | 0 | 0 | 0 | 0 | 0 | 0 | 0 | 0 | 0
5BLW | Total Leakage | Sum (all WRZ 29BL) | Ml/d | 2 | 0.9 | 0.86 | 0.813 | 1.54 | 1.55 | 1.55 | 1.55 | 1.55 | 1.55 | 1.55 | 1.55 | 1.55 | 1.55 | 1.55 | 1.55 | 1.55 | 1.55 | 1.55 | 1.55 | 1.55 | 1.55 | 1.55 | 1.55 | 1.55 | 1.55 | 1.55 | 1.55 | 1.55 | 1.55 | 1.55 | 1.55 | 0 | 0 | 0 | 0 | 0 | 0 | 0 | 0 | 0 | 0 | 0 | 0 | 0 | 0 | 0 | 0 | 0 | 0 | 0 | 0 | 0 | 0 | 0 | 0 | 0 | 0 | 0 | 0 | 0 | 0 | 0 | 0 | 0 | 0 | 0 | 0 | 0 | 0 | 0 | 0 | 0 | 0 | 0 | 0 | 0 | 0 | 0 | 0 | 0 | 0 | 0
6BLW | Distribution input | Sum (all WRZ 45BL) | Ml/d | 2 | 4.63 | 3.92 | 3.888 | 5.382 | 5.44 | 5.451 | 5.487 | 5.523 | 5.564 | 5.57 | 5.551 | 5.572 | 5.573 | 5.604 | 5.585 | 5.601 | 5.607 | 5.638 | 5.654 | 5.635 | 5.656 | 5.647 | 5.688 | 5.669 | 5.675 | 5.691 | 5.697 | 5.728 | 5.744 | 5.725 | 5.746 | 0 | 0 | 0 | 0 | 0 | 0 | 0 | 0 | 0 | 0 | 0 | 0 | 0 | 0 | 0 | 0 | 0 | 0 | 0 | 0 | 0 | 0 | 0 | 0 | 0 | 0 | 0 | 0 | 0 | 0 | 0 | 0 | 0 | 0 | 0 | 0 | 0 | 0 | 0 | 0 | 0 | 0 | 0 | 0 | 0 | 0 | 0 | 0 | 0 | 0 | 0
7BLW | Target Headroom | Sum (all WRZ 48BL) | Ml/d | 2 | 0.3 | 0.3 | 0.3 | 0.33 | 0.33 | 0.33 | 0.33 | 0.33 | 0.39 | 0.39 | 0.39 | 0.39 | 0.39 | 0.44 | 0.44 | 0.44 | 0.44 | 0.44 | 0.44 | 0.44 | 0.44 | 0.52 | 0.52 | 0.52 | 0.52 | 0.52 | 0.52 | 0.52 | 0.52 | 0.52 | 0.52 | 0 | 0 | 0 | 0 | 0 | 0 | 0 | 0 | 0 | 0 | 0 | 0 | 0 | 0 | 0 | 0 | 0 | 0 | 0 | 0 | 0 | 0 | 0 | 0 | 0 | 0 | 0 | 0 | 0 | 0 | 0 | 0 | 0 | 0 | 0 | 0 | 0 | 0 | 0 | 0 | 0 | 0 | 0 | 0 | 0 | 0 | 0 | 0 | 0 | 0 | 0
8BLW | Water Available For Use (own sources) | Sum (all WRZ 10BL) | Ml/d | 2 | 9 | 8.96 | 8.97 | 8.9539 | 8.9539 | 8.9539 | 8.9539 | 8.9539 | 8.9539 | 8.9539 | 8.9539 | 8.1139 | 8.1139 | 8.1139 | 8.1139 | 8.1139 | 8.1139 | 8.1139 | 8.1139 | 8.1139 | 8.1139 | 8.1139 | 8.1139 | 8.1139 | 8.1139 | 8.1139 | 8.1139 | 8.1139 | 8.1139 | 8.1139 | 8.1139 | 0 | 0 | 0 | 0 | 0 | 0 | 0 | 0 | 0 | 0 | 0 | 0 | 0 | 0 | 0 | 0 | 0 | 0 | 0 | 0 | 0 | 0 | 0 | 0 | 0 | 0 | 0 | 0 | 0 | 0 | 0 | 0 | 0 | 0 | 0 | 0 | 0 | 0 | 0 | 0 | 0 | 0 | 0 | 0 | 0 | 0 | 0 | 0 | 0 | 0 | 0
9BLW | Total Water Available For Use | Sum (all WRZ 11BL) | Ml/d | 2 | 7.1 | 6.77 | 7.24 | 7.1539 | 6.2139 | 6.2139 | 6.2139 | 6.2139 | 6.2139 | 6.2139 | 6.2139 | 5.3739 | 5.3739 | 5.3739 | 5.3739 | 5.3739 | 5.3739 | 5.3739 | 5.3739 | 5.3739 | 5.3739 | 5.3739 | 5.3739 | 5.3739 | 5.3739 | 5.3739 | 5.3739 | 5.3739 | 5.3739 | 5.3739 | 5.3739 | 0 | 0 | 0 | 0 | 0 | 0 | 0 | 0 | 0 | 0 | 0 | 0 | 0 | 0 | 0 | 0 | 0 | 0 | 0 | 0 | 0 | 0 | 0 | 0 | 0 | 0 | 0 | 0 | 0 | 0 | 0 | 0 | 0 | 0 | 0 | 0 | 0 | 0 | 0 | 0 | 0 | 0 | 0 | 0 | 0 | 0 | 0 | 0 | 0 | 0 | 0
10BLW | Supply Demand Balance | Sum (all WRZ 50BL) | Ml/d | 2 | 2.17 | 2.55 | 3.052 | 1.4419 | 0.4439 | 0.4329 | 0.3969 | 0.3609 | 0.2599 | 0.2539 | 0.2729 | -0.5881 | -0.5891 | -0.6701 | -0.6511 | -0.6671 | -0.6731 | -0.7041 | -0.7201 | -0.7011 | -0.7221 | -0.7931 | -0.8341 | -0.8151 | -0.8211 | -0.8371 | -0.8431 | -0.8741 | -0.8901 | -0.8711 | -0.8921 | 0 | 0 | 0 | 0 | 0 | 0 | 0 | 0 | 0 | 0 | 0 | 0 | 0 | 0 | 0 | 0 | 0 | 0 | 0 | 0 | 0 | 0 | 0 | 0 | 0 | 0 | 0 | 0 | 0 | 0 | 0 | 0 | 0 | 0 | 0 | 0 | 0 | 0 | 0 | 0 | 0 | 0 | 0 | 0 | 0 | 0 | 0 | 0 | 0 | 0 | 0
Table 2e: WC Level DYAA - Key Components - Final planning
WRMP24 Reference | Component | Derivation | Unit | Decimal places | 2019-20 | 2020-21 | 2021-22 | 2022-23 | 2023-24 | 2024-25 | 2025-26 | 2026-27 | 2027-28 | 2028-29 | 2029-30 | 2030-31 | 2031-32 | 2032-33 | 2033-34 | 2034-35 | 2035-36 | 2036-37 | 2037-38 | 2038-39 | 2039-40 | 2040-41 | 2041-42 | 2042-43 | 2043-44 | 2044-45 | 2045-46 | 2046-47 | 2047-48 | 2048-49 | 2049-50 | 2050-51 | 2051-52 | 2052-53 | 2053-54 | 2054-55 | 2055-56 | 2056-57 | 2057-58 | 2058-59 | 2059-60 | 2060-61 | 2061-62 | 2062-63 | 2063-64 | 2064-65 | 2065-66 | 2066-67 | 2067-68 | 2068-69 | 2069-70 | 2070-71 | 2071-72 | 2072-73 | 2073-74 | 2074-75 | 2075-76 | 2076-77 | 2077-78 | 2078-79 | 2079-80 | 2080-81 | 2081-82 | 2082-83 | 2083-84 | 2084-85 | 2085-86 | 2086-87 | 2087-88 | 2088-89 | 2089-90 | 2090-91 | 2091-92 | 2092-93 | 2093-94 | 2094-95 | 2095-96 | 2096-97 | 2097-98 | 2098-99 | 2099-100 | 2100-01
1FPW | Outage Allowance | Sum (all WRZ 9FP) | Ml/d | 2 | 0 | 0 | 0.02 | 0.04 | 0.04 | 0.04 | 0.04 | 0.04 | 0.04 | 0.04 | 0.04 | 0.04 | 0.04 | 0.04 | 0.04 | 0.04 | 0.04 | 0.04 | 0.04 | 0.04 | 0.04 | 0.04 | 0.04 | 0.04 | 0.04 | 0.04 | 0.04 | 0.04 | 0.04 | 0.04 | 0.04 | 0 | 0 | 0 | 0 | 0 | 0 | 0 | 0 | 0 | 0 | 0 | 0 | 0 | 0 | 0 | 0 | 0 | 0 | 0 | 0 | 0 | 0 | 0 | 0 | 0 | 0 | 0 | 0 | 0 | 0 | 0 | 0 | 0 | 0 | 0 | 0 | 0 | 0 | 0 | 0 | 0 | 0 | 0 | 0 | 0 | 0 | 0 | 0 | 0 | 0 | 0
2FPW | Average Household - PCC | ((Sum (all WRZ 14FP: 15FP) - Sum (all WRZ 25FP:26FP))*1,000,000)/((Sum (all WRZ 39FP: 40FP))*1,000) | l/h/d | 1 | 123.3766 | 157.0897 | 137.2998 | 130.7708 | 128.0057 | 111.9534 | 112.6152 | 112.135 | 114.0516 | 113.7493 | 113.4486 | 113.1495 | 113.9476 | 113.6488 | 113.3515 | 114.1428 | 113.8458 | 113.5503 | 114.335 | 114.0398 | 113.7461 | 113.4539 | 114.2308 | 113.9389 | 113.6484 | 114.4189 | 114.1287 | 113.84 | 114.6041 | 114.3157 | 114.0287 | #DIV/0! | #DIV/0! | #DIV/0! | #DIV/0! | #DIV/0! | #DIV/0! | #DIV/0! | #DIV/0! | #DIV/0! | #DIV/0! | #DIV/0! | #DIV/0! | #DIV/0! | #DIV/0! | #DIV/0! | #DIV/0! | #DIV/0! | #DIV/0! | #DIV/0! | #DIV/0! | #DIV/0! | #DIV/0! | #DIV/0! | #DIV/0! | #DIV/0! | #DIV/0! | #DIV/0! | #DIV/0! | #DIV/0! | #DIV/0! | #DIV/0! | #DIV/0! | #DIV/0! | #DIV/0! | #DIV/0! | #DIV/0! | #DIV/0! | #DIV/0! | #DIV/0! | #DIV/0! | #DIV/0! | #DIV/0! | #DIV/0! | #DIV/0! | #DIV/0! | #DIV/0! | #DIV/0! | #DIV/0! | #DIV/0! | #DIV/0! | #DIV/0!
3FPW | Household metering penetration incl. voids | Sum (all WRZ 34FP) / (Sum (all WRZ 34FP) + Sum (all WRZ 34.7FP: 35.1FP)) | % | 1 | 82.62% | 82.92% | 82.5% | 83.7% | 82.7% | 83.13% | 83.55% | 83.94% | 90.85% | 90.88% | 90.9% | 90.93% | 90.95% | 90.97% | 91% | 91.02% | 91.04% | 91.07% | 91.09% | 91.11% | 91.14% | 91.16% | 91.18% | 91.2% | 91.22% | 91.25% | 91.27% | 91.29% | 91.31% | 91.33% | 91.36% | #DIV/0! | #DIV/0! | #DIV/0! | #DIV/0! | #DIV/0! | #DIV/0! | #DIV/0! | #DIV/0! | #DIV/0! | #DIV/0! | #DIV/0! | #DIV/0! | #DIV/0! | #DIV/0! | #DIV/0! | #DIV/0! | #DIV/0! | #DIV/0! | #DIV/0! | #DIV/0! | #DIV/0! | #DIV/0! | #DIV/0! | #DIV/0! | #DIV/0! | #DIV/0! | #DIV/0! | #DIV/0! | #DIV/0! | #DIV/0! | #DIV/0! | #DIV/0! | #DIV/0! | #DIV/0! | #DIV/0! | #DIV/0! | #DIV/0! | #DIV/0! | #DIV/0! | #DIV/0! | #DIV/0! | #DIV/0! | #DIV/0! | #DIV/0! | #DIV/0! | #DIV/0! | #DIV/0! | #DIV/0! | #DIV/0! | #DIV/0! | #DIV/0!
4FPW | Total non-household consumption | Sum (all WRZ 12FP:13FP) - Sum (all WRZ 23FP:24FP) | Ml/d | 2 | 3.16 | 2.36 | 2.485 | 3.3 | 2.313 | 2.319 | 2.325 | 2.331 | 2.337 | 2.343 | 2.349 | 2.355 | 2.361 | 2.367 | 2.373 | 2.379 | 2.375 | 2.381 | 2.387 | 2.393 | 2.399 | 2.405 | 2.411 | 2.417 | 2.423 | 2.429 | 2.435 | 2.441 | 2.447 | 2.453 | 2.459 | 0 | 0 | 0 | 0 | 0 | 0 | 0 | 0 | 0 | 0 | 0 | 0 | 0 | 0 | 0 | 0 | 0 | 0 | 0 | 0 | 0 | 0 | 0 | 0 | 0 | 0 | 0 | 0 | 0 | 0 | 0 | 0 | 0 | 0 | 0 | 0 | 0 | 0 | 0 | 0 | 0 | 0 | 0 | 0 | 0 | 0 | 0 | 0 | 0 | 0 | 0
5FPW | Total Leakage | Sum (all WRZ 29FP) | Ml/d | 2 | 0.9 | 0.86 | 0.813 | 1.54 | 1.55 | 1.415 | 1.402 | 1.39 | 1.358 | 1.345 | 1.333 | 1.309 | 1.284 | 1.259 | 1.235 | 1.21 | 1.173 | 1.149 | 1.124 | 1.099 | 1.075 | 1.038 | 1.038 | 1.026 | 1.013 | 1.001 | 0.976 | 0.964 | 0.952 | 0.94 | 0.927 | 0 | 0 | 0 | 0 | 0 | 0 | 0 | 0 | 0 | 0 | 0 | 0 | 0 | 0 | 0 | 0 | 0 | 0 | 0 | 0 | 0 | 0 | 0 | 0 | 0 | 0 | 0 | 0 | 0 | 0 | 0 | 0 | 0 | 0 | 0 | 0 | 0 | 0 | 0 | 0 | 0 | 0 | 0 | 0 | 0 | 0 | 0 | 0 | 0 | 0 | 0
6FPW | Distribution input | Sum (all WRZ 45FP) | Ml/d | 2 | 4.63 | 3.92 | 3.888 | 5.382 | 4.97 | 4.706 | 4.729 | 4.743 | 4.762 | 4.755 | 4.724 | 4.721 | 4.697 | 4.703 | 4.66 | 4.651 | 4.61 | 4.617 | 4.608 | 4.564 | 4.561 | 4.515 | 4.556 | 4.525 | 4.518 | 4.522 | 4.503 | 4.522 | 4.526 | 4.495 | 4.503 | 0 | 0 | 0 | 0 | 0 | 0 | 0 | 0 | 0 | 0 | 0 | 0 | 0 | 0 | 0 | 0 | 0 | 0 | 0 | 0 | 0 | 0 | 0 | 0 | 0 | 0 | 0 | 0 | 0 | 0 | 0 | 0 | 0 | 0 | 0 | 0 | 0 | 0 | 0 | 0 | 0 | 0 | 0 | 0 | 0 | 0 | 0 | 0 | 0 | 0 | 0
7FPW | Target Headroom | Sum (all WRZ 48FP) | Ml/d | 2 | 0.3 | 0.3 | 0.3 | 0.33 | 0.33 | 0.33 | 0.33 | 0.33 | 0.39 | 0.39 | 0.39 | 0.39 | 0.39 | 0.44 | 0.44 | 0.44 | 0.44 | 0.44 | 0.44 | 0.44 | 0.44 | 0.52 | 0.52 | 0.52 | 0.52 | 0.52 | 0.52 | 0.52 | 0.52 | 0.52 | 0.52 | 0 | 0 | 0 | 0 | 0 | 0 | 0 | 0 | 0 | 0 | 0 | 0 | 0 | 0 | 0 | 0 | 0 | 0 | 0 | 0 | 0 | 0 | 0 | 0 | 0 | 0 | 0 | 0 | 0 | 0 | 0 | 0 | 0 | 0 | 0 | 0 | 0 | 0 | 0 | 0 | 0 | 0 | 0 | 0 | 0 | 0 | 0 | 0 | 0 | 0 | 0
8FPW | Water Available For Use (own sources) | Sum (all WRZ 10FP) | Ml/d | 2 | 9 | 8.96 | 8.97 | 8.9539 | 8.9539 | 8.9539 | 8.9539 | 8.9539 | 8.9539 | 8.9539 | 8.9539 | 8.1139 | 8.1139 | 8.1139 | 8.1139 | 8.1139 | 8.1139 | 8.1139 | 8.1139 | 8.1139 | 8.1139 | 8.1139 | 8.1139 | 8.1139 | 8.1139 | 8.1139 | 8.1139 | 8.1139 | 8.1139 | 8.1139 | 8.1139 | 0 | 0 | 0 | 0 | 0 | 0 | 0 | 0 | 0 | 0 | 0 | 0 | 0 | 0 | 0 | 0 | 0 | 0 | 0 | 0 | 0 | 0 | 0 | 0 | 0 | 0 | 0 | 0 | 0 | 0 | 0 | 0 | 0 | 0 | 0 | 0 | 0 | 0 | 0 | 0 | 0 | 0 | 0 | 0 | 0 | 0 | 0 | 0 | 0 | 0 | 0
9FPW | Total Water Available For Use | Sum (all WRZ 11FP) | Ml/d | 2 | 7.1 | 6.77 | 7.24 | 7.1539 | 6.2139 | 6.2139 | 6.2139 | 6.2139 | 6.2139 | 6.2139 | 6.2139 | 5.3739 | 5.3739 | 5.3739 | 5.3739 | 5.3739 | 5.3739 | 5.3739 | 5.3739 | 5.3739 | 5.3739 | 5.3739 | 5.3739 | 5.3739 | 5.3739 | 5.3739 | 5.3739 | 5.3739 | 5.3739 | 5.3739 | 5.3739 | 0 | 0 | 0 | 0 | 0 | 0 | 0 | 0 | 0 | 0 | 0 | 0 | 0 | 0 | 0 | 0 | 0 | 0 | 0 | 0 | 0 | 0 | 0 | 0 | 0 | 0 | 0 | 0 | 0 | 0 | 0 | 0 | 0 | 0 | 0 | 0 | 0 | 0 | 0 | 0 | 0 | 0 | 0 | 0 | 0 | 0 | 0 | 0 | 0 | 0 | 0
10FPW | Supply Demand Balance | Sum (all WRZ 50FP) | Ml/d | 2 | 2.17 | 2.55 | 3.052 | 1.4419 | 0.9139 | 1.1779 | 1.1549 | 1.1409 | 1.0619 | 1.0689 | 1.0999 | 0.2629 | 0.2869 | 0.2309 | 0.2739 | 0.2829 | 0.3239 | 0.3169 | 0.3259 | 0.3699 | 0.3729 | 0.3389 | 0.2979 | 0.3289 | 0.3359 | 0.3319 | 0.3509 | 0.3319 | 0.3279 | 0.3589 | 0.3509 | 0 | 0 | 0 | 0 | 0 | 0 | 0 | 0 | 0 | 0 | 0 | 0 | 0 | 0 | 0 | 0 | 0 | 0 | 0 | 0 | 0 | 0 | 0 | 0 | 0 | 0 | 0 | 0 | 0 | 0 | 0 | 0 | 0 | 0 | 0 | 0 | 0 | 0 | 0 | 0 | 0 | 0 | 0 | 0 | 0 | 0 | 0 | 0 | 0 | 0 | 0
11FPW | All Non-Household Properties (incl. voids) | Sum (all WRZ 31FP:33FP) | 000's | 2 | 1.634 | 1.67 | 1.717 | 1.717 | 0.417 | 0.417 | 0.417 | 0.417 | 0.417 | 0.417 | 0.417 | 0.417 | 0.417 | 0.417 | 0.417 | 0.417 | 0.417 | 0.417 | 0.417 | 0.417 | 0.417 | 0.417 | 0.417 | 0.417 | 0.417 | 0.417 | 0.417 | 0.417 | 0.417 | 0.417 | 0.417 | 0 | 0 | 0 | 0 | 0 | 0 | 0 | 0 | 0 | 0 | 0 | 0 | 0 | 0 | 0 | 0 | 0 | 0 | 0 | 0 | 0 | 0 | 0 | 0 | 0 | 0 | 0 | 0 | 0 | 0 | 0 | 0 | 0 | 0 | 0 | 0 | 0 | 0 | 0 | 0 | 0 | 0 | 0 | 0 | 0 | 0 | 0 | 0 | 0 | 0 | 0
12FPW | All Household Properties (incl. voids) | Sum (all WRZ 34FP) + Sum (all WRZ 34.7FP:35.1FP) | 000's | 2 | 1.939 | 2.026 | 2.057 | 2.123 | 3.503 | 3.593 | 3.683 | 3.773 | 3.783 | 3.793 | 3.803 | 3.813 | 3.823 | 3.833 | 3.843 | 3.853 | 3.863 | 3.873 | 3.883 | 3.893 | 3.903 | 3.913 | 3.923 | 3.933 | 3.943 | 3.953 | 3.963 | 3.973 | 3.983 | 3.993 | 4.003 | 0 | 0 | 0 | 0 | 0 | 0 | 0 | 0 | 0 | 0 | 0 | 0 | 0 | 0 | 0 | 0 | 0 | 0 | 0 | 0 | 0 | 0 | 0 | 0 | 0 | 0 | 0 | 0 | 0 | 0 | 0 | 0 | 0 | 0 | 0 | 0 | 0 | 0 | 0 | 0 | 0 | 0 | 0 | 0 | 0 | 0 | 0 | 0 | 0 | 0 | 0
Table 2f: WC Level DYAA - Levels of Service - Final Planning
WRMP24 Reference | Component | Derivation | Unit | Decimal places | 2019-20 | 2020-21 | 2021-22 | 2022-23 | 2023-24 | 2024-25 | 2025-26 | 2026-27 | 2027-28 | 2028-29 | 2029-30 | 2030-31 | 2031-32 | 2032-33 | 2033-34 | 2034-35 | 2035-36 | 2036-37 | 2037-38 | 2038-39 | 2039-40 | 2040-41 | 2041-42 | 2042-43 | 2043-44 | 2044-45 | 2045-46 | 2046-47 | 2047-48 | 2048-49 | 2049-50 | 2050-51 | 2051-52 | 2052-53 | 2053-54 | 2054-55 | 2055-56 | 2056-57 | 2057-58 | 2058-59 | 2059-60 | 2060-61 | 2061-62 | 2062-63 | 2063-64 | 2064-65 | 2065-66 | 2066-67 | 2067-68 | 2068-69 | 2069-70 | 2070-71 | 2071-72 | 2072-73 | 2073-74 | 2074-75 | 2075-76 | 2076-77 | 2077-78 | 2078-79 | 2079-80 | 2080-81 | 2081-82 | 2082-83 | 2083-84 | 2084-85 | 2085-86 | 2086-87 | 2087-88 | 2088-89 | 2089-90 | 2090-91 | 2091-92 | 2092-93 | 2093-94 | 2094-95 | 2095-96 | 2096-97 | 2097-98 | 2098-99 | 2099-100 | 2100-01
1.1FPL | Temporary Use Bans (modelled) | Input | % | 2 | bar: 2019-20 to 2049-50
1.2FPL | Temporary Use Bans (minimum) | Input | % | 2 | bar: 2019-20 to 2049-50
2.1FPL | Drought Permits/Orders (modelled) | Input | % | 2 | bar: 2019-20 to 2049-50
2.2FPL | Drought Permits/Orders (minimum) | Input | % | 2 | bar: 2019-20 to 2049-50
3.1FPL | Non Essential Use Bans (modelled) | Input | % | 2 | bar: 2019-20 to 2049-50
3.2FPL | Non Essential Use Bans (minimum) | Input | % | 2 | bar: 2019-20 to 2049-50
4.1FPL | Emergency Drought Orders (modelled) | Input | % | 2 | bar: 2019-20 to 2049-50
4.2FPL | Emergency Drought Orders (minimum) | Input | % | 2 | bar: 2019-20 to 2049-50

## VWPTDW
Back to title page
Water Company | Veolia Water Projects Limited | Version
WRZ | VWPTDW | Planning Scenario
Table 3a: DYAA - Baseline
WRMP24 reference | Component | Derivation | Unit | Decimal places | 2019-20 | 2020-21 | 2021-22 | 2022-23 | 2023-24 | 2024-25 | 2025-26 | 2026-27 | 2027-28 | 2028-29 | 2029-30 | 2030-31 | 2031-32 | 2032-33 | 2033-34 | 2034-35 | 2035-36 | 2036-37 | 2037-38 | 2038-39 | 2039-40 | 2040-41 | 2041-42 | 2042-43 | 2043-44 | 2044-45 | 2045-46 | 2046-47 | 2047-48 | 2048-49 | 2049-50 | 2050-51 | 2051-52 | 2052-53 | 2053-54 | 2054-55 | 2055-56 | 2056-57 | 2057-58 | 2058-59 | 2059-60 | 2060-61 | 2061-62 | 2062-63 | 2063-64 | 2064-65 | 2065-66 | 2066-67 | 2067-68 | 2068-69 | 2069-70 | 2070-71 | 2071-72 | 2072-73 | 2073-74 | 2074-75 | 2075-76 | 2076-77 | 2077-78 | 2078-79 | 2079-80 | 2080-81 | 2081-82 | 2082-83 | 2083-84 | 2084-85 | 2085-86 | 2086-87 | 2087-88 | 2088-89 | 2089-90 | 2090-91 | 2091-92 | 2092-93 | 2093-94 | 2094-95 | 2095-96 | 2096-97 | 2097-98 | 2098-99 | 2099-100
1BL | Raw water abstracted | Input | Ml/d | 2 | 2019-20: 6.52; 2020-21: 6.34; 2021-22: 5.81; 2022-23: 7.23; 2023-24: 7.29; 2024-25: 7.31; 2025-26: 7.36; 2026-27: 7.4; 2027-28: 7.45; 2028-29: 7.46; 2029-30: 7.45; 2030-31: 7.48; 2031-32: 7.49; 2032-33: 7.53; 2033-34: 7.52; 2034-35: 7.54; 2035-36: 7.56; 2036-37: 7.6; 2037-38: 7.62; 2038-39: 7.61; 2039-40: 7.64; 2040-41: 7.64; 2041-42: 7.69; 2042-43: 7.68; 2043-44: 7.69; 2044-45: 7.71; 2045-46: 7.73; 2046-47: 7.77; 2047-48: 7.79; 2048-49: 7.78; 2049-50: 7.81
1.1BL | Non-potable water supplies (if applicable) | Input | Ml/d | 2 | 2019-20: 0; 2020-21: 0; 2021-22: 0; 2022-23: 0; 2023-24: 0; 2024-25: 0; 2025-26: 0; 2026-27: 0; 2027-28: 0; 2028-29: 0; 2029-30: 0; 2030-31: 0; 2031-32: 0; 2032-33: 0; 2033-34: 0; 2034-35: 0; 2035-36: 0; 2036-37: 0; 2037-38: 0; 2038-39: 0; 2039-40: 0; 2040-41: 0; 2041-42: 0; 2042-43: 0; 2043-44: 0; 2044-45: 0; 2045-46: 0; 2046-47: 0; 2047-48: 0; 2048-49: 0; 2049-50: 0
2BL | Raw water imported | Input | Ml/d | 2 | 2019-20: 0; 2020-21: 0; 2021-22: 0; 2022-23: 0; 2023-24: 0; 2024-25: 0; 2025-26: 0; 2026-27: 0; 2027-28: 0; 2028-29: 0; 2029-30: 0; 2030-31: 0; 2031-32: 0; 2032-33: 0; 2033-34: 0; 2034-35: 0; 2035-36: 0; 2036-37: 0; 2037-38: 0; 2038-39: 0; 2039-40: 0; 2040-41: 0; 2041-42: 0; 2042-43: 0; 2043-44: 0; 2044-45: 0; 2045-46: 0; 2046-47: 0; 2047-48: 0; 2048-49: 0; 2049-50: 0
3BL | Potable water imported | Input | Ml/d | 2 | 2019-20: 0; 2020-21: 0; 2021-22: 0; 2022-23: 0; 2023-24: 0; 2024-25: 0; 2025-26: 0; 2026-27: 0; 2027-28: 0; 2028-29: 0; 2029-30: 0; 2030-31: 0; 2031-32: 0; 2032-33: 0; 2033-34: 0; 2034-35: 0; 2035-36: 0; 2036-37: 0; 2037-38: 0; 2038-39: 0; 2039-40: 0; 2040-41: 0; 2041-42: 0; 2042-43: 0; 2043-44: 0; 2044-45: 0; 2045-46: 0; 2046-47: 0; 2047-48: 0; 2048-49: 0; 2049-50: 0
4BL | Raw water exported enter as -ve | Input | Ml/d | 2 | 2019-20: 0; 2020-21: 0; 2021-22: 0; 2022-23: 0; 2023-24: 0; 2024-25: 0; 2025-26: 0; 2026-27: 0; 2027-28: 0; 2028-29: 0; 2029-30: 0; 2030-31: 0; 2031-32: 0; 2032-33: 0; 2033-34: 0; 2034-35: 0; 2035-36: 0; 2036-37: 0; 2037-38: 0; 2038-39: 0; 2039-40: 0; 2040-41: 0; 2041-42: 0; 2042-43: 0; 2043-44: 0; 2044-45: 0; 2045-46: 0; 2046-47: 0; 2047-48: 0; 2048-49: 0; 2049-50: 0
5BL | Potable water exported enter as -ve | Input | Ml/d | 2 | 2019-20: -1.9; 2020-21: -2.19; 2021-22: -1.73; 2022-23: -1.8; 2023-24: -2.74; 2024-25: -2.74; 2025-26: -2.74; 2026-27: -2.74; 2027-28: -2.74; 2028-29: -2.74; 2029-30: -2.74; 2030-31: -2.74; 2031-32: -2.74; 2032-33: -2.74; 2033-34: -2.74; 2034-35: -2.74; 2035-36: -2.74; 2036-37: -2.74; 2037-38: -2.74; 2038-39: -2.74; 2039-40: -2.74; 2040-41: -2.74; 2041-42: -2.74; 2042-43: -2.74; 2043-44: -2.74; 2044-45: -2.74; 2045-46: -2.74; 2046-47: -2.74; 2047-48: -2.74; 2048-49: -2.74; 2049-50: -2.74
6BL | Deployable Output before forecast changes | Input | Ml/d | 2 | 2019-20: 9; 2020-21: 9; 2021-22: 9; 2022-23: 9; 2023-24: 9; 2024-25: 9; 2025-26: 9; 2026-27: 9; 2027-28: 9; 2028-29: 9; 2029-30: 9; 2030-31: 9; 2031-32: 9; 2032-33: 9; 2033-34: 9; 2034-35: 9; 2035-36: 9; 2036-37: 9; 2037-38: 9; 2038-39: 9; 2039-40: 9; 2040-41: 9; 2041-42: 9; 2042-43: 9; 2043-44: 9; 2044-45: 9; 2045-46: 9; 2046-47: 9; 2047-48: 9; 2048-49: 9; 2049-50: 9
6.1BL | Deployable Output post forecast changes | 6BL + 7BL | Ml/d | 2 | 9 | 9 | 9 | 9 | 9 | 9 | 9 | 9 | 9 | 9 | 9 | 8.16 | 8.16 | 8.16 | 8.16 | 8.16 | 8.16 | 8.16 | 8.16 | 8.16 | 8.16 | 8.16 | 8.16 | 8.16 | 8.16 | 8.16 | 8.16 | 8.16 | 8.16 | 8.16 | 8.16 | 0 | 0 | 0 | 0 | 0 | 0 | 0 | 0 | 0 | 0 | 0 | 0 | 0 | 0 | 0 | 0 | 0 | 0 | 0 | 0 | 0 | 0 | 0 | 0 | 0 | 0 | 0 | 0 | 0 | 0 | 0 | 0 | 0 | 0 | 0 | 0 | 0 | 0 | 0 | 0 | 0 | 0 | 0 | 0 | 0 | 0 | 0 | 0 | 0 | 0
7BL | Baseline forecast changes to Deployable Output | sum (7.1BL:7.6BL) | Ml/d | 2 | 0 | 0 | 0 | 0 | 0 | 0 | 0 | 0 | 0 | 0 | 0 | -0.84 | -0.84 | -0.84 | -0.84 | -0.84 | -0.84 | -0.84 | -0.84 | -0.84 | -0.84 | -0.84 | -0.84 | -0.84 | -0.84 | -0.84 | -0.84 | -0.84 | -0.84 | -0.84 | -0.84 | 0 | 0 | 0 | 0 | 0 | 0 | 0 | 0 | 0 | 0 | 0 | 0 | 0 | 0 | 0 | 0 | 0 | 0 | 0 | 0 | 0 | 0 | 0 | 0 | 0 | 0 | 0 | 0 | 0 | 0 | 0 | 0 | 0 | 0 | 0 | 0 | 0 | 0 | 0 | 0 | 0 | 0 | 0 | 0 | 0 | 0 | 0 | 0 | 0 | 0
7.1BL | Change in DO due to climate change | Input | Ml/d | 2 | 2019-20: 0; 2020-21: 0; 2021-22: 0; 2022-23: 0; 2023-24: 0; 2024-25: 0; 2025-26: 0; 2026-27: 0; 2027-28: 0; 2028-29: 0; 2029-30: 0; 2030-31: -0.84; 2031-32: -0.84; 2032-33: -0.84; 2033-34: -0.84; 2034-35: -0.84; 2035-36: -0.84; 2036-37: -0.84; 2037-38: -0.84; 2038-39: -0.84; 2039-40: -0.84; 2040-41: -0.84; 2041-42: -0.84; 2042-43: -0.84; 2043-44: -0.84; 2044-45: -0.84; 2045-46: -0.84; 2046-47: -0.84; 2047-48: -0.84; 2048-49: -0.84; 2049-50: -0.84
7.2BL | Total confirmed DO reductions to restore sustainable abstraction enter as -ve | Input | Ml/d | 2 | 2019-20: 0; 2020-21: 0; 2021-22: 0; 2022-23: 0; 2023-24: 0; 2024-25: 0; 2025-26: 0; 2026-27: 0; 2027-28: 0; 2028-29: 0; 2029-30: 0; 2030-31: 0; 2031-32: 0; 2032-33: 0; 2033-34: 0; 2034-35: 0; 2035-36: 0; 2036-37: 0; 2037-38: 0; 2038-39: 0; 2039-40: 0; 2040-41: 0; 2041-42: 0; 2042-43: 0; 2043-44: 0; 2044-45: 0; 2045-46: 0; 2046-47: 0; 2047-48: 0; 2048-49: 0; 2049-50: 0
7.3BL | Total additional DO reductions for Environmental Destination (excl. any confirmed reductions) enter as -ve | Input | Ml/d | 2 | 2019-20: 0; 2020-21: 0; 2021-22: 0; 2022-23: 0; 2023-24: 0; 2024-25: 0; 2025-26: 0; 2026-27: 0; 2027-28: 0; 2028-29: 0; 2029-30: 0; 2030-31: 0; 2031-32: 0; 2032-33: 0; 2033-34: 0; 2034-35: 0; 2035-36: 0; 2036-37: 0; 2037-38: 0; 2038-39: 0; 2039-40: 0; 2040-41: 0; 2041-42: 0; 2042-43: 0; 2043-44: 0; 2044-45: 0; 2045-46: 0; 2046-47: 0; 2047-48: 0; 2048-49: 0; 2049-50: 0
7.4BL | Change in DO from prolonged Outage reduction enter as -ve | Input | Ml/d | 2 | 2019-20: 0; 2020-21: 0; 2021-22: 0; 2022-23: 0; 2023-24: 0; 2024-25: 0; 2025-26: 0; 2026-27: 0; 2027-28: 0; 2028-29: 0; 2029-30: 0; 2030-31: 0; 2031-32: 0; 2032-33: 0; 2033-34: 0; 2034-35: 0; 2035-36: 0; 2036-37: 0; 2037-38: 0; 2038-39: 0; 2039-40: 0; 2040-41: 0; 2041-42: 0; 2042-43: 0; 2043-44: 0; 2044-45: 0; 2045-46: 0; 2046-47: 0; 2047-48: 0; 2048-49: 0; 2049-50: 0
7.5BL | Change in DO from drought measures | Zero for baseline | Ml/d | 2 | 0 | 0 | 0 | 0 | 0 | 0 | 0 | 0 | 0 | 0 | 0 | 0 | 0 | 0 | 0 | 0 | 0 | 0 | 0 | 0 | 0 | 0 | 0 | 0 | 0 | 0 | 0 | 0 | 0 | 0 | 0 | 0 | 0 | 0 | 0 | 0 | 0 | 0 | 0 | 0 | 0 | 0 | 0 | 0 | 0 | 0 | 0 | 0 | 0 | 0 | 0 | 0 | 0 | 0 | 0 | 0 | 0 | 0 | 0 | 0 | 0 | 0 | 0 | 0 | 0 | 0 | 0 | 0 | 0 | 0 | 0 | 0 | 0 | 0 | 0 | 0 | 0 | 0 | 0 | 0 | 0
7.6BL | Total other changes to DO (e.g. nitrates/operational decline) | Input | Ml/d | 2 | 2019-20: 0; 2020-21: 0; 2021-22: 0; 2022-23: 0; 2023-24: 0; 2024-25: 0; 2025-26: 0; 2026-27: 0; 2027-28: 0; 2028-29: 0; 2029-30: 0; 2030-31: 0; 2031-32: 0; 2032-33: 0; 2033-34: 0; 2034-35: 0; 2035-36: 0; 2036-37: 0; 2037-38: 0; 2038-39: 0; 2039-40: 0; 2040-41: 0; 2041-42: 0; 2042-43: 0; 2043-44: 0; 2044-45: 0; 2045-46: 0; 2046-47: 0; 2047-48: 0; 2048-49: 0; 2049-50: 0
8BL | Raw water losses, treatment works losses and operational use | Input | Ml/d | 2 | 2019-20: 0; 2020-21: 0.04; 2021-22: 0.01; 2022-23: 0.0061; 2023-24: 0.0061; 2024-25: 0.0061; 2025-26: 0.0061; 2026-27: 0.0061; 2027-28: 0.0061; 2028-29: 0.0061; 2029-30: 0.0061; 2030-31: 0.0061; 2031-32: 0.0061; 2032-33: 0.0061; 2033-34: 0.0061; 2034-35: 0.0061; 2035-36: 0.0061; 2036-37: 0.0061; 2037-38: 0.0061; 2038-39: 0.0061; 2039-40: 0.0061; 2040-41: 0.0061; 2041-42: 0.0061; 2042-43: 0.0061; 2043-44: 0.0061; 2044-45: 0.0061; 2045-46: 0.0061; 2046-47: 0.0061; 2047-48: 0.0061; 2048-49: 0.0061; 2049-50: 0.0061
9BL | Total Outage Allowance | Input | Ml/d | 2 | 2019-20: 0; 2020-21: 0; 2021-22: 0.02; 2022-23: 0.04; 2023-24: 0.04; 2024-25: 0.04; 2025-26: 0.04; 2026-27: 0.04; 2027-28: 0.04; 2028-29: 0.04; 2029-30: 0.04; 2030-31: 0.04; 2031-32: 0.04; 2032-33: 0.04; 2033-34: 0.04; 2034-35: 0.04; 2035-36: 0.04; 2036-37: 0.04; 2037-38: 0.04; 2038-39: 0.04; 2039-40: 0.04; 2040-41: 0.04; 2041-42: 0.04; 2042-43: 0.04; 2043-44: 0.04; 2044-45: 0.04; 2045-46: 0.04; 2046-47: 0.04; 2047-48: 0.04; 2048-49: 0.04; 2049-50: 0.04
10BL | Water Available For Use (own sources) | (6BL + 7BL) - (8BL + 9BL) | Ml/d | 2 | 9 | 8.96 | 8.97 | 8.9539 | 8.9539 | 8.9539 | 8.9539 | 8.9539 | 8.9539 | 8.9539 | 8.9539 | 8.1139 | 8.1139 | 8.1139 | 8.1139 | 8.1139 | 8.1139 | 8.1139 | 8.1139 | 8.1139 | 8.1139 | 8.1139 | 8.1139 | 8.1139 | 8.1139 | 8.1139 | 8.1139 | 8.1139 | 8.1139 | 8.1139 | 8.1139 | 0 | 0 | 0 | 0 | 0 | 0 | 0 | 0 | 0 | 0 | 0 | 0 | 0 | 0 | 0 | 0 | 0 | 0 | 0 | 0 | 0 | 0 | 0 | 0 | 0 | 0 | 0 | 0 | 0 | 0 | 0 | 0 | 0 | 0 | 0 | 0 | 0 | 0 | 0 | 0 | 0 | 0 | 0 | 0 | 0 | 0 | 0 | 0 | 0 | 0
11BL | Total Water Available For Use | 10BL + sum (2BL:5BL) | Ml/d | 2 | 7.1 | 6.77 | 7.24 | 7.1539 | 6.2139 | 6.2139 | 6.2139 | 6.2139 | 6.2139 | 6.2139 | 6.2139 | 5.3739 | 5.3739 | 5.3739 | 5.3739 | 5.3739 | 5.3739 | 5.3739 | 5.3739 | 5.3739 | 5.3739 | 5.3739 | 5.3739 | 5.3739 | 5.3739 | 5.3739 | 5.3739 | 5.3739 | 5.3739 | 5.3739 | 5.3739 | 0 | 0 | 0 | 0 | 0 | 0 | 0 | 0 | 0 | 0 | 0 | 0 | 0 | 0 | 0 | 0 | 0 | 0 | 0 | 0 | 0 | 0 | 0 | 0 | 0 | 0 | 0 | 0 | 0 | 0 | 0 | 0 | 0 | 0 | 0 | 0 | 0 | 0 | 0 | 0 | 0 | 0 | 0 | 0 | 0 | 0 | 0 | 0 | 0 | 0
12BL | Water delivered measured non-household | Input | Ml/d | 2 | 0.42 | 0.46 | 0.4 | 0.47 | 2.813 | 2.819 | 2.825 | 2.831 | 2.837 | 2.843 | 2.849 | 2.855 | 2.861 | 2.867 | 2.873 | 2.879 | 2.885 | 2.891 | 2.897 | 2.903 | 2.909 | 2.915 | 2.921 | 2.927 | 2.933 | 2.939 | 2.945 | 2.951 | 2.957 | 2.963 | 2.969
12.1BL | Non-potable water consumption (if applicable) | Input | Ml/d | 2 | 0 | 0 | 0 | 0 | 0 | 0 | 0 | 0 | 0 | 0 | 0 | 0 | 0 | 0 | 0 | 0 | 0 | 0 | 0 | 0 | 0 | 0 | 0 | 0 | 0 | 0 | 0 | 0 | 0 | 0 | 0
13BL | Water delivered unmeasured non-household | Input | Ml/d | 2 | 2.74 | 1.91 | 2.09 | 2.84 | 0 | 0 | 0 | 0 | 0 | 0 | 0 | 0 | 0 | 0 | 0 | 0 | 0 | 0 | 0 | 0 | 0 | 0 | 0 | 0 | 0 | 0 | 0 | 0 | 0 | 0 | 0
14BL | Water delivered measured household | Input | Ml/d | 2 | 0.51 | 0.7 | 0.67 | 0.73 | 1.16 | 1.19 | 1.22 | 1.25 | 1.26 | 1.26 | 1.26 | 1.26 | 1.27 | 1.27 | 1.27 | 1.28 | 1.28 | 1.28 | 1.29 | 1.29 | 1.29 | 1.29 | 1.3 | 1.3 | 1.3 | 1.31 | 1.31 | 1.31 | 1.32 | 1.32 | 1.32
15BL | Water delivered unmeasured household | Input | Ml/d | 2 | 0.14 | 0.16 | 0.08 | 0.1 | 0.2 | 0.2 | 0.2 | 0.2 | 0.2 | 0.2 | 0.2 | 0.2 | 0.2 | 0.2 | 0.2 | 0.2 | 0.2 | 0.2 | 0.2 | 0.2 | 0.2 | 0.2 | 0.2 | 0.2 | 0.2 | 0.2 | 0.2 | 0.2 | 0.2 | 0.2 | 0.2
16BL | Percentage of consumption driven by climate change | Input | % | 1 | 0% | 0% | 0% | 0% | 0% | 0% | 0% | 0% | 0% | 0% | 0% | 1% | 1% | 1% | 1% | 1% | 1% | 1% | 1% | 1% | 1% | 1% | 1% | 1% | 1% | 1% | 1% | 1% | 1% | 1% | 1%
17BL | Volume of consumption driven by climate change | 16BL * (12BL + sum(13BL:15BL) - sum (23BL:26BL)) | Ml/d | 2 | 0 | 0 | 0 | 0 | 0 | 0 | 0 | 0 | 0 | 0 | 0 | 0.03995 | 0.04011 | 0.04017 | 0.04023 | 0.04039 | 0.04045 | 0.04051 | 0.04067 | 0.04073 | 0.04079 | 0.04085 | 0.04101 | 0.04107 | 0.04113 | 0.04129 | 0.04135 | 0.04141 | 0.04157 | 0.04163 | 0.04169 | 0 | 0 | 0 | 0 | 0 | 0 | 0 | 0 | 0 | 0 | 0 | 0 | 0 | 0 | 0 | 0 | 0 | 0 | 0 | 0 | 0 | 0 | 0 | 0 | 0 | 0 | 0 | 0 | 0 | 0 | 0 | 0 | 0 | 0 | 0 | 0 | 0 | 0 | 0 | 0 | 0 | 0 | 0 | 0 | 0 | 0 | 0 | 0 | 0 | 0
18BL | Measured Household - PCC | ((14BL - 25BL) * 1,000,000) / (39BL *1,000) | l/h/d | 1 | 122.2367 | 153.7698 | 147.3137 | 138.3353 | 132.317 | 132.515 | 132.7014 | 132.8773 | 123.6514 | 123.2926 | 122.936 | 122.5814 | 123.4272 | 123.0732 | 122.7213 | 123.5595 | 123.2082 | 122.8588 | 123.6895 | 123.3408 | 122.994 | 122.6492 | 123.4712 | 123.127 | 122.7847 | 123.5994 | 123.2577 | 122.9179 | 123.7255 | 123.3863 | 123.0489 | #DIV/0! | #DIV/0! | #DIV/0! | #DIV/0! | #DIV/0! | #DIV/0! | #DIV/0! | #DIV/0! | #DIV/0! | #DIV/0! | #DIV/0! | #DIV/0! | #DIV/0! | #DIV/0! | #DIV/0! | #DIV/0! | #DIV/0! | #DIV/0! | #DIV/0! | #DIV/0! | #DIV/0! | #DIV/0! | #DIV/0! | #DIV/0! | #DIV/0! | #DIV/0! | #DIV/0! | #DIV/0! | #DIV/0! | #DIV/0! | #DIV/0! | #DIV/0! | #DIV/0! | #DIV/0! | #DIV/0! | #DIV/0! | #DIV/0! | #DIV/0! | #DIV/0! | #DIV/0! | #DIV/0! | #DIV/0! | #DIV/0! | #DIV/0! | #DIV/0! | #DIV/0! | #DIV/0! | #DIV/0! | #DIV/0! | #DIV/0!
19BL | Unmeasured Household - PCC | ((15BL - 26BL) * 1,000,000) / (40BL *1,000) | l/h/d | 1 | 129.0323 | 173.6973 | 84.6354 | 89.5141 | 106.6856 | 106.6856 | 106.6856 | 106.6856 | 191.8159 | 191.8159 | 191.8159 | 191.8159 | 191.8159 | 191.8159 | 191.8159 | 191.8159 | 191.8159 | 191.8159 | 191.8159 | 191.8159 | 191.8159 | 191.8159 | 191.8159 | 191.8159 | 191.8159 | 191.8159 | 191.8159 | 191.8159 | 191.8159 | 191.8159 | 191.8159 | #DIV/0! | #DIV/0! | #DIV/0! | #DIV/0! | #DIV/0! | #DIV/0! | #DIV/0! | #DIV/0! | #DIV/0! | #DIV/0! | #DIV/0! | #DIV/0! | #DIV/0! | #DIV/0! | #DIV/0! | #DIV/0! | #DIV/0! | #DIV/0! | #DIV/0! | #DIV/0! | #DIV/0! | #DIV/0! | #DIV/0! | #DIV/0! | #DIV/0! | #DIV/0! | #DIV/0! | #DIV/0! | #DIV/0! | #DIV/0! | #DIV/0! | #DIV/0! | #DIV/0! | #DIV/0! | #DIV/0! | #DIV/0! | #DIV/0! | #DIV/0! | #DIV/0! | #DIV/0! | #DIV/0! | #DIV/0! | #DIV/0! | #DIV/0! | #DIV/0! | #DIV/0! | #DIV/0! | #DIV/0! | #DIV/0! | #DIV/0!
20BL | Average Household - PCC | (((14BL - 25BL) + (15BL - 26BL)) * 1,000,000) / ((39BL + 40BL) *1,000) | l/h/d | 1 | 123.3766 | 157.0897 | 137.2998 | 130.7708 | 128.0057 | 128.2799 | 128.5406 | 128.7887 | 129.5538 | 129.2104 | 128.8688 | 128.5291 | 129.2867 | 128.9477 | 128.6104 | 129.3619 | 129.0253 | 128.6904 | 129.4359 | 129.1017 | 128.7692 | 128.4384 | 129.1769 | 128.8468 | 128.5183 | 129.251 | 128.9232 | 128.597 | 129.3239 | 128.9984 | 128.6745 | #DIV/0! | #DIV/0! | #DIV/0! | #DIV/0! | #DIV/0! | #DIV/0! | #DIV/0! | #DIV/0! | #DIV/0! | #DIV/0! | #DIV/0! | #DIV/0! | #DIV/0! | #DIV/0! | #DIV/0! | #DIV/0! | #DIV/0! | #DIV/0! | #DIV/0! | #DIV/0! | #DIV/0! | #DIV/0! | #DIV/0! | #DIV/0! | #DIV/0! | #DIV/0! | #DIV/0! | #DIV/0! | #DIV/0! | #DIV/0! | #DIV/0! | #DIV/0! | #DIV/0! | #DIV/0! | #DIV/0! | #DIV/0! | #DIV/0! | #DIV/0! | #DIV/0! | #DIV/0! | #DIV/0! | #DIV/0! | #DIV/0! | #DIV/0! | #DIV/0! | #DIV/0! | #DIV/0! | #DIV/0! | #DIV/0! | #DIV/0!
21BL | Water taken unbilled | Input | Ml/d | 2 | 0 | 0 | 0 | 0 | 0 | 0 | 0 | 0 | 0 | 0 | 0 | 0 | 0 | 0 | 0 | 0 | 0 | 0 | 0 | 0 | 0 | 0 | 0 | 0 | 0 | 0 | 0 | 0 | 0 | 0 | 0
22BL | Distribution system operational use | Input | Ml/d | 2 | 0.01 | 0.01 | 0.001 | 0.012 | 0.037 | 0.012 | 0.012 | 0.012 | 0.037 | 0.037 | 0.012 | 0.027 | 0.012 | 0.037 | 0.012 | 0.012 | 0.012 | 0.037 | 0.037 | 0.012 | 0.027 | 0.012 | 0.037 | 0.012 | 0.012 | 0.012 | 0.012 | 0.037 | 0.037 | 0.012 | 0.027
23BL | Measured Non Household - USPL | Input | Ml/d | 2 | 0 | 0.01 | 0.005 | 0.01 | 0.03 | 0.03 | 0.03 | 0.03 | 0.03 | 0.03 | 0.03 | 0.03 | 0.03 | 0.03 | 0.03 | 0.03 | 0.03 | 0.03 | 0.03 | 0.03 | 0.03 | 0.03 | 0.03 | 0.03 | 0.03 | 0.03 | 0.03 | 0.03 | 0.03 | 0.03 | 0.03
24BL | Unmeasured Non Household - USPL | Input | Ml/d | 2 | 0.01 | 0.07 | 0.071 | 0.13 | 0 | 0 | 0 | 0 | 0 | 0 | 0 | 0 | 0 | 0 | 0 | 0 | 0 | 0 | 0 | 0 | 0 | 0 | 0 | 0 | 0 | 0 | 0 | 0 | 0 | 0 | 0
25BL | Measured Household - USPL | Input | Ml/d | 2 | 0.04 | 0.08 | 0.075 | 0.14 | 0.24 | 0.24 | 0.24 | 0.24 | 0.24 | 0.24 | 0.24 | 0.24 | 0.24 | 0.24 | 0.24 | 0.24 | 0.24 | 0.24 | 0.24 | 0.24 | 0.24 | 0.24 | 0.24 | 0.24 | 0.24 | 0.24 | 0.24 | 0.24 | 0.24 | 0.24 | 0.24
26BL | Unmeasured Household - USPL | Input | Ml/d | 2 | 0.04 | 0.02 | 0.015 | 0.03 | 0.05 | 0.05 | 0.05 | 0.05 | 0.05 | 0.05 | 0.05 | 0.05 | 0.05 | 0.05 | 0.05 | 0.05 | 0.05 | 0.05 | 0.05 | 0.05 | 0.05 | 0.05 | 0.05 | 0.05 | 0.05 | 0.05 | 0.05 | 0.05 | 0.05 | 0.05 | 0.05
27BL | Void Properties - USPL | Input | Ml/d | 2 | 0 | 0 | 0 | 0 | 0 | 0 | 0 | 0 | 0 | 0 | 0 | 0 | 0 | 0 | 0 | 0 | 0 | 0 | 0 | 0 | 0 | 0 | 0 | 0 | 0 | 0 | 0 | 0 | 0 | 0 | 0
28BL | Distribution losses | Input | Ml/d | 2 | 0.81 | 0.68 | 0.647 | 1.23 | 1.23 | 1.23 | 1.23 | 1.23 | 1.23 | 1.23 | 1.23 | 1.23 | 1.23 | 1.23 | 1.23 | 1.23 | 1.23 | 1.23 | 1.23 | 1.23 | 1.23 | 1.23 | 1.23 | 1.23 | 1.23 | 1.23 | 1.23 | 1.23 | 1.23 | 1.23 | 1.23
29BL | Total Leakage | sum (23BL:28BL) | Ml/d | 2 | 0.9 | 0.86 | 0.813 | 1.54 | 1.55 | 1.55 | 1.55 | 1.55 | 1.55 | 1.55 | 1.55 | 1.55 | 1.55 | 1.55 | 1.55 | 1.55 | 1.55 | 1.55 | 1.55 | 1.55 | 1.55 | 1.55 | 1.55 | 1.55 | 1.55 | 1.55 | 1.55 | 1.55 | 1.55 | 1.55 | 1.55 | 0 | 0 | 0 | 0 | 0 | 0 | 0 | 0 | 0 | 0 | 0 | 0 | 0 | 0 | 0 | 0 | 0 | 0 | 0 | 0 | 0 | 0 | 0 | 0 | 0 | 0 | 0 | 0 | 0 | 0 | 0 | 0 | 0 | 0 | 0 | 0 | 0 | 0 | 0 | 0 | 0 | 0 | 0 | 0 | 0 | 0 | 0 | 0 | 0 | 0
30BL | Leakage/property | (29BL * 1,000,000) / (36BL * 1,000) | l/prop/d | 2 | 251.8892 | 232.684 | 215.4213 | 401.0417 | 395.4082 | 386.5337 | 378.0488 | 369.9284 | 369.0476 | 368.171 | 367.2986 | 366.4303 | 365.566 | 364.7059 | 363.8498 | 362.9977 | 362.1495 | 361.3054 | 360.4651 | 359.6288 | 358.7963 | 357.9677 | 357.1429 | 356.3218 | 355.5046 | 354.6911 | 353.8813 | 353.0752 | 352.2727 | 351.4739 | 350.6787 | 0 | 0 | 0 | 0 | 0 | 0 | 0 | 0 | 0 | 0 | 0 | 0 | 0 | 0 | 0 | 0 | 0 | 0 | 0 | 0 | 0 | 0 | 0 | 0 | 0 | 0 | 0 | 0 | 0 | 0 | 0 | 0 | 0 | 0 | 0 | 0 | 0 | 0 | 0 | 0 | 0 | 0 | 0 | 0 | 0 | 0 | 0 | 0 | 0 | 0
31BL | Measured Non Household - properties | Input | 000's | 2 | 0.134 | 0.153 | 0.11 | 0.112 | 0.417 | 0.417 | 0.417 | 0.417 | 0.417 | 0.417 | 0.417 | 0.417 | 0.417 | 0.417 | 0.417 | 0.417 | 0.417 | 0.417 | 0.417 | 0.417 | 0.417 | 0.417 | 0.417 | 0.417 | 0.417 | 0.417 | 0.417 | 0.417 | 0.417 | 0.417 | 0.417
32BL | Unmeasured Non Household - properties | Input | 000's | 2 | 1.5 | 1.517 | 1.605 | 1.605 | 0 | 0 | 0 | 0 | 0 | 0 | 0 | 0 | 0 | 0 | 0 | 0 | 0 | 0 | 0 | 0 | 0 | 0 | 0 | 0 | 0 | 0 | 0 | 0 | 0 | 0 | 0
33BL | All void non-households - properties | Input | 000's | 2 | 0 | 0 | 0.002 | 0 | 0 | 0 | 0 | 0 | 0 | 0 | 0 | 0 | 0 | 0 | 0 | 0 | 0 | 0 | 0 | 0 | 0 | 0 | 0 | 0 | 0 | 0 | 0 | 0 | 0 | 0 | 0
34BL | Measured households - properties (excl. void) | Year before + sum (34.1BL:34.6BL) | 000's | 2 | 1.602 | 1.68 | 1.697 | 1.777 | 2.897 | 2.987 | 3.077 | 3.167 | 3.177 | 3.187 | 3.197 | 3.207 | 3.217 | 3.227 | 3.237 | 3.247 | 3.257 | 3.267 | 3.277 | 3.287 | 3.297 | 3.307 | 3.317 | 3.327 | 3.337 | 3.347 | 3.357 | 3.367 | 3.377 | 3.387 | 3.397 | 3.397 | 3.397 | 3.397 | 3.397 | 3.397 | 3.397 | 3.397 | 3.397 | 3.397 | 3.397 | 3.397 | 3.397 | 3.397 | 3.397 | 3.397 | 3.397 | 3.397 | 3.397 | 3.397 | 3.397 | 3.397 | 3.397 | 3.397 | 3.397 | 3.397 | 3.397 | 3.397 | 3.397 | 3.397 | 3.397 | 3.397 | 3.397 | 3.397 | 3.397 | 3.397 | 3.397 | 3.397 | 3.397 | 3.397 | 3.397 | 3.397 | 3.397 | 3.397 | 3.397 | 3.397 | 3.397 | 3.397 | 3.397 | 3.397 | 3.397
34.1BL | New build properties - properties | Input (new builds in each year) | 000's | 2 | 0 | 0.078 | 0.017 | 0.08 | 0.08 | 0.09 | 0.09 | 0.09 | 0.01 | 0.01 | 0.01 | 0.01 | 0.01 | 0.01 | 0.01 | 0.01 | 0.01 | 0.01 | 0.01 | 0.01 | 0.01 | 0.01 | 0.01 | 0.01 | 0.01 | 0.01 | 0.01 | 0.01 | 0.01 | 0.01 | 0.01
34.2BL | Meter optants - properties | Input (meter optants in each year) | 000's | 2 | 0 | 0 | 0 | 0 | 0 | 0 | 0 | 0 | 0 | 0 | 0 | 0 | 0 | 0 | 0 | 0 | 0 | 0 | 0 | 0 | 0 | 0 | 0 | 0 | 0 | 0 | 0 | 0 | 0 | 0 | 0
34.3BL | Compulsory metering - properties | Input (compulsory meters in each year) | 000's | 2 | 0 | 0 | 0 | 0 | 0 | 0 | 0 | 0 | 0 | 0 | 0 | 0 | 0 | 0 | 0 | 0 | 0 | 0 | 0 | 0 | 0 | 0 | 0 | 0 | 0 | 0 | 0 | 0 | 0 | 0 | 0
34.4BL | Metering on change of occupancy - properties | Input (change of occupancy meters in each year) | 000's | 2 | 0 | 0 | 0 | 0 | 0 | 0 | 0 | 0 | 0 | 0 | 0 | 0 | 0 | 0 | 0 | 0 | 0 | 0 | 0 | 0 | 0 | 0 | 0 | 0 | 0 | 0 | 0 | 0 | 0 | 0 | 0
34.5BL | Selective metering - properties | Input (selective meters in each year) | 000's | 2 | 0 | 0 | 0 | 0 | 0 | 0 | 0 | 0 | 0 | 0 | 0 | 0 | 0 | 0 | 0 | 0 | 0 | 0 | 0 | 0 | 0 | 0 | 0 | 0 | 0 | 0 | 0 | 0 | 0 | 0 | 0
34.6BL | Other changes to existing metering - properties | Input (other changes to meters in each year) | 000's | 2 | 0 | 0 | 0 | 0 | 1.04 | 0 | 0 | 0 | 0 | 0 | 0 | 0 | 0 | 0 | 0 | 0 | 0 | 0 | 0 | 0 | 0 | 0 | 0 | 0 | 0 | 0 | 0 | 0 | 0 | 0 | 0
34.7BL | Measured household void properties | Input | 000's | 2 | 0 | 0 | 0.014 | 0 | 0 | 0 | 0 | 0 | 0 | 0 | 0 | 0 | 0 | 0 | 0 | 0 | 0 | 0 | 0 | 0 | 0 | 0 | 0 | 0 | 0 | 0 | 0 | 0 | 0 | 0 | 0
35BL | Unmeasured households - properties (excl. void) | Input | 000's | 2 | 0.323 | 0.336 | 0.32 | 0.326 | 0.586 | 0.586 | 0.586 | 0.586 | 0.586 | 0.586 | 0.586 | 0.586 | 0.586 | 0.586 | 0.586 | 0.586 | 0.586 | 0.586 | 0.586 | 0.586 | 0.586 | 0.586 | 0.586 | 0.586 | 0.586 | 0.586 | 0.586 | 0.586 | 0.586 | 0.586 | 0.586
35.1BL | Unmeasured household void properties | Input | 000's | 2 | 0.014 | 0.01 | 0.026 | 0.02 | 0.02 | 0.02 | 0.02 | 0.02 | 0.02 | 0.02 | 0.02 | 0.02 | 0.02 | 0.02 | 0.02 | 0.02 | 0.02 | 0.02 | 0.02 | 0.02 | 0.02 | 0.02 | 0.02 | 0.02 | 0.02 | 0.02 | 0.02 | 0.02 | 0.02 | 0.02 | 0.02
36BL | Total Resource Zone Properties (incl. voids) | sum (31BL:34BL) + 34.7BL + 35BL + 35.1BL | 000's | 2 | 3.573 | 3.696 | 3.774 | 3.84 | 3.92 | 4.01 | 4.1 | 4.19 | 4.2 | 4.21 | 4.22 | 4.23 | 4.24 | 4.25 | 4.26 | 4.27 | 4.28 | 4.29 | 4.3 | 4.31 | 4.32 | 4.33 | 4.34 | 4.35 | 4.36 | 4.37 | 4.38 | 4.39 | 4.4 | 4.41 | 4.42 | 3.397 | 3.397 | 3.397 | 3.397 | 3.397 | 3.397 | 3.397 | 3.397 | 3.397 | 3.397 | 3.397 | 3.397 | 3.397 | 3.397 | 3.397 | 3.397 | 3.397 | 3.397 | 3.397 | 3.397 | 3.397 | 3.397 | 3.397 | 3.397 | 3.397 | 3.397 | 3.397 | 3.397 | 3.397 | 3.397 | 3.397 | 3.397 | 3.397 | 3.397 | 3.397 | 3.397 | 3.397 | 3.397 | 3.397 | 3.397 | 3.397 | 3.397 | 3.397 | 3.397 | 3.397 | 3.397 | 3.397 | 3.397 | 3.397 | 3.397
37BL | Measured Non Household - Population | Input | 000's | 2 | 0.322 | 0.367 | 0.264 | 0.269 | 6.269 | 6.269 | 6.269 | 6.269 | 6.269 | 6.269 | 6.269 | 6.269 | 6.269 | 6.269 | 6.269 | 6.269 | 6.269 | 6.269 | 6.269 | 6.269 | 6.269 | 6.269 | 6.269 | 6.269 | 6.269 | 6.269 | 6.269 | 6.269 | 6.269 | 6.269 | 6.269
38BL | Unmeasured Non Household - Population | Input | 000's | 2 | 8.732 | 8.799 | 9.309 | 9.309 | 0 | 0 | 0 | 0 | 0 | 0 | 0 | 0 | 0 | 0 | 0 | 0 | 0 | 0 | 0 | 0 | 0 | 0 | 0 | 0 | 0 | 0 | 0 | 0 | 0 | 0 | 0
39BL | Measured Household - Population | Input | 000's | 2 | 3.845 | 4.032 | 4.039 | 4.265 | 6.953 | 7.169 | 7.385 | 7.601 | 8.249 | 8.273 | 8.297 | 8.321 | 8.345 | 8.369 | 8.393 | 8.417 | 8.441 | 8.465 | 8.489 | 8.513 | 8.537 | 8.561 | 8.585 | 8.609 | 8.633 | 8.657 | 8.681 | 8.705 | 8.729 | 8.753 | 8.777
40BL | Unmeasured Household - Population | Input | 000's | 2 | 0.775 | 0.806 | 0.768 | 0.782 | 1.406 | 1.406 | 1.406 | 1.406 | 0.782 | 0.782 | 0.782 | 0.782 | 0.782 | 0.782 | 0.782 | 0.782 | 0.782 | 0.782 | 0.782 | 0.782 | 0.782 | 0.782 | 0.782 | 0.782 | 0.782 | 0.782 | 0.782 | 0.782 | 0.782 | 0.782 | 0.782
41BL | Total Resource Zone Population | sum (37BL:40BL) | 000's | 2 | 13.674 | 14.004 | 14.38 | 14.625 | 14.628 | 14.844 | 15.06 | 15.276 | 15.3 | 15.324 | 15.348 | 15.372 | 15.396 | 15.42 | 15.444 | 15.468 | 15.492 | 15.516 | 15.54 | 15.564 | 15.588 | 15.612 | 15.636 | 15.66 | 15.684 | 15.708 | 15.732 | 15.756 | 15.78 | 15.804 | 15.828 | 0 | 0 | 0 | 0 | 0 | 0 | 0 | 0 | 0 | 0 | 0 | 0 | 0 | 0 | 0 | 0 | 0 | 0 | 0 | 0 | 0 | 0 | 0 | 0 | 0 | 0 | 0 | 0 | 0 | 0 | 0 | 0 | 0 | 0 | 0 | 0 | 0 | 0 | 0 | 0 | 0 | 0 | 0 | 0 | 0 | 0 | 0 | 0 | 0 | 0
42BL | Average household occupancy rate (excl. voids) | (39BL + 40BL) / (34BL + 35BL) | h/prop | 1 | 2.4 | 2.3998 | 2.3832 | 2.3999 | 2.3999 | 2.3999 | 2.3999 | 2.3999 | 2.3999 | 2.3999 | 2.3999 | 2.3999 | 2.3999 | 2.3999 | 2.3999 | 2.3999 | 2.3999 | 2.3999 | 2.3999 | 2.3999 | 2.3999 | 2.3999 | 2.3999 | 2.3999 | 2.3999 | 2.3999 | 2.3999 | 2.3999 | 2.3999 | 2.3999 | 2.3999 | 0 | 0 | 0 | 0 | 0 | 0 | 0 | 0 | 0 | 0 | 0 | 0 | 0 | 0 | 0 | 0 | 0 | 0 | 0 | 0 | 0 | 0 | 0 | 0 | 0 | 0 | 0 | 0 | 0 | 0 | 0 | 0 | 0 | 0 | 0 | 0 | 0 | 0 | 0 | 0 | 0 | 0 | 0 | 0 | 0 | 0 | 0 | 0 | 0 | 0
43BL | Total Household Metering penetration (excl. voids) | 34BL / (34BL + 35BL) | % | 1 | 83.22% | 83.33% | 84.13% | 84.5% | 83.18% | 83.6% | 84% | 84.39% | 84.43% | 84.47% | 84.51% | 84.55% | 84.59% | 84.63% | 84.67% | 84.71% | 84.75% | 84.79% | 84.83% | 84.87% | 84.91% | 84.95% | 84.99% | 85.02% | 85.06% | 85.1% | 85.14% | 85.18% | 85.21% | 85.25% | 85.29% | 100% | 100% | 100% | 100% | 100% | 100% | 100% | 100% | 100% | 100% | 100% | 100% | 100% | 100% | 100% | 100% | 100% | 100% | 100% | 100% | 100% | 100% | 100% | 100% | 100% | 100% | 100% | 100% | 100% | 100% | 100% | 100% | 100% | 100% | 100% | 100% | 100% | 100% | 100% | 100% | 100% | 100% | 100% | 100% | 100% | 100% | 100% | 100% | 100% | 100%
44BL | Total Household Metering penetration (incl. voids) | (34BL) / (34BL + 34.7BL + 35BL + 35.1BL) | % | 1 | 82.62% | 82.92% | 82.5% | 83.7% | 82.7% | 83.13% | 83.55% | 83.94% | 83.98% | 84.02% | 84.07% | 84.11% | 84.15% | 84.19% | 84.23% | 84.27% | 84.31% | 84.35% | 84.39% | 84.43% | 84.47% | 84.51% | 84.55% | 84.59% | 84.63% | 84.67% | 84.71% | 84.75% | 84.79% | 84.82% | 84.86% | 100% | 100% | 100% | 100% | 100% | 100% | 100% | 100% | 100% | 100% | 100% | 100% | 100% | 100% | 100% | 100% | 100% | 100% | 100% | 100% | 100% | 100% | 100% | 100% | 100% | 100% | 100% | 100% | 100% | 100% | 100% | 100% | 100% | 100% | 100% | 100% | 100% | 100% | 100% | 100% | 100% | 100% | 100% | 100% | 100% | 100% | 100% | 100% | 100% | 100%
45BL | Distribution input | sum (12BL:15BL) +21BL + 22BL + 27BL + 28BL | Ml/d | 2 | 4.63 | 3.92 | 3.888 | 5.382 | 5.44 | 5.451 | 5.487 | 5.523 | 5.564 | 5.57 | 5.551 | 5.572 | 5.573 | 5.604 | 5.585 | 5.601 | 5.607 | 5.638 | 5.654 | 5.635 | 5.656 | 5.647 | 5.688 | 5.669 | 5.675 | 5.691 | 5.697 | 5.728 | 5.744 | 5.725 | 5.746 | 0 | 0 | 0 | 0 | 0 | 0 | 0 | 0 | 0 | 0 | 0 | 0 | 0 | 0 | 0 | 0 | 0 | 0 | 0 | 0 | 0 | 0 | 0 | 0 | 0 | 0 | 0 | 0 | 0 | 0 | 0 | 0 | 0 | 0 | 0 | 0 | 0 | 0 | 0 | 0 | 0 | 0 | 0 | 0 | 0 | 0 | 0 | 0 | 0 | 0
46BL | Target headroom (climate change component) | Input | Ml/d | 2 | 0 | 0 | 0 | 0 | 0 | 0 | 0 | 0 | 0 | 0 | 0 | 0 | 0 | 0 | 0 | 0 | 0 | 0 | 0 | 0 | 0 | 0 | 0 | 0 | 0 | 0 | 0 | 0 | 0 | 0 | 0
47BL | Target headroom (All other components) | Input | Ml/d | 2 | 0.3 | 0.3 | 0.3 | 0.33 | 0.33 | 0.33 | 0.33 | 0.33 | 0.39 | 0.39 | 0.39 | 0.39 | 0.39 | 0.44 | 0.44 | 0.44 | 0.44 | 0.44 | 0.44 | 0.44 | 0.44 | 0.52 | 0.52 | 0.52 | 0.52 | 0.52 | 0.52 | 0.52 | 0.52 | 0.52 | 0.52
48BL | Target Headroom | 46BL + 47BL | Ml/d | 2 | 0.3 | 0.3 | 0.3 | 0.33 | 0.33 | 0.33 | 0.33 | 0.33 | 0.39 | 0.39 | 0.39 | 0.39 | 0.39 | 0.44 | 0.44 | 0.44 | 0.44 | 0.44 | 0.44 | 0.44 | 0.44 | 0.52 | 0.52 | 0.52 | 0.52 | 0.52 | 0.52 | 0.52 | 0.52 | 0.52 | 0.52 | 0 | 0 | 0 | 0 | 0 | 0 | 0 | 0 | 0 | 0 | 0 | 0 | 0 | 0 | 0 | 0 | 0 | 0 | 0 | 0 | 0 | 0 | 0 | 0 | 0 | 0 | 0 | 0 | 0 | 0 | 0 | 0 | 0 | 0 | 0 | 0 | 0 | 0 | 0 | 0 | 0 | 0 | 0 | 0 | 0 | 0 | 0 | 0 | 0 | 0
49BL | Available Headroom | 11BL - 45BL | Ml/d | 2 | 2.47 | 2.85 | 3.352 | 1.7719 | 0.7739 | 0.7629 | 0.7269 | 0.6909 | 0.6499 | 0.6439 | 0.6629 | -0.1981 | -0.1991 | -0.2301 | -0.2111 | -0.2271 | -0.2331 | -0.2641 | -0.2801 | -0.2611 | -0.2821 | -0.2731 | -0.3141 | -0.2951 | -0.3011 | -0.3171 | -0.3231 | -0.3541 | -0.3701 | -0.3511 | -0.3721 | 0 | 0 | 0 | 0 | 0 | 0 | 0 | 0 | 0 | 0 | 0 | 0 | 0 | 0 | 0 | 0 | 0 | 0 | 0 | 0 | 0 | 0 | 0 | 0 | 0 | 0 | 0 | 0 | 0 | 0 | 0 | 0 | 0 | 0 | 0 | 0 | 0 | 0 | 0 | 0 | 0 | 0 | 0 | 0 | 0 | 0 | 0 | 0 | 0 | 0
49.1BL | Available non-potable balance (if applicable) | 1.1BL -12.1BL | Ml/d | 2 | 0 | 0 | 0 | 0 | 0 | 0 | 0 | 0 | 0 | 0 | 0 | 0 | 0 | 0 | 0 | 0 | 0 | 0 | 0 | 0 | 0 | 0 | 0 | 0 | 0 | 0 | 0 | 0 | 0 | 0 | 0 | 0 | 0 | 0 | 0 | 0 | 0 | 0 | 0 | 0 | 0 | 0 | 0 | 0 | 0 | 0 | 0 | 0 | 0 | 0 | 0 | 0 | 0 | 0 | 0 | 0 | 0 | 0 | 0 | 0 | 0 | 0 | 0 | 0 | 0 | 0 | 0 | 0 | 0 | 0 | 0 | 0 | 0 | 0 | 0 | 0 | 0 | 0 | 0 | 0 | 0
50BL | Supply Demand Balance | 49BL - 48BL | Ml/d | 2 | 2.17 | 2.55 | 3.052 | 1.4419 | 0.4439 | 0.4329 | 0.3969 | 0.3609 | 0.2599 | 0.2539 | 0.2729 | -0.5881 | -0.5891 | -0.6701 | -0.6511 | -0.6671 | -0.6731 | -0.7041 | -0.7201 | -0.7011 | -0.7221 | -0.7931 | -0.8341 | -0.8151 | -0.8211 | -0.8371 | -0.8431 | -0.8741 | -0.8901 | -0.8711 | -0.8921 | 0 | 0 | 0 | 0 | 0 | 0 | 0 | 0 | 0 | 0 | 0 | 0 | 0 | 0 | 0 | 0 | 0 | 0 | 0 | 0 | 0 | 0 | 0 | 0 | 0 | 0 | 0 | 0 | 0 | 0 | 0 | 0 | 0 | 0 | 0 | 0 | 0 | 0 | 0 | 0 | 0 | 0 | 0 | 0 | 0 | 0 | 0 | 0 | 0 | 0
Table 3b: DYAA - Final plan Options |  |  |  | 0.42: 0.1
WRMP24 reference | Option type | Cat ID | Unit | Decimal places | 2019-20 | 2020-21 | 2021-22 | 2022-23 | 2023-24 | 2024-25 | 2025-26 | 2026-27 | 2027-28 | 2028-29 | 2029-30 | 2030-31 | 2031-32 | 2032-33 | 2033-34 | 2034-35 | 2035-36 | 2036-37 | 2037-38 | 2038-39 | 2039-40 | 2040-41 | 2041-42 | 2042-43 | 2043-44 | 2044-45 | 2045-46 | 2046-47 | 2047-48 | 2048-49 | 2049-50 | 2050-51 | 2051-52 | 2052-53 | 2053-54 | 2054-55 | 2055-56 | 2056-57 | 2057-58 | 2058-59 | 2059-60 | 2060-61 | 2061-62 | 2062-63 | 2063-64 | 2064-65 | 2065-66 | 2066-67 | 2067-68 | 2068-69 | 2069-70 | 2070-71 | 2071-72 | 2072-73 | 2073-74 | 2074-75 | 2075-76 | 2076-77 | 2077-78 | 2078-79 | 2079-80 | 2080-81 | 2081-82 | 2082-83 | 2083-84 | 2084-85 | 2085-86 | 2086-87 | 2087-88 | 2088-89 | 2089-90 | 2090-91 | 2091-92 | 2092-93 | 2093-94 | 2094-95 | 2095-96 | 2096-97 | 2097-98 | 2098-99 | 2099-100
1.11FP | Non potable supplies input reductions as -ve and increases as +ve | RSNPS | Ml/d | 2 | 0.1 2019-20: 0; 0.1 2020-21: 0; 0.1 2021-22: 0; 0.1 2022-23: 0; 0.1 2023-24: 0; 0.1 2024-25: 0; 0.1 2025-26: 0; 0.1 2026-27: 0; 0.1 2027-28: 0; 0.1 2028-29: 0; 0.1 2029-30: 0; 0.1 2030-31: 0; 0.1 2031-32: 0; 0.1 2032-33: 0; 0.1 2033-34: 0; 0.1 2034-35: 0; 0.1 2035-36: 0; 0.1 2036-37: 0; 0.1 2037-38: 0; 0.1 2038-39: 0; 0.1 2039-40: 0; 0.1 2040-41: 0; 0.1 2041-42: 0; 0.1 2042-43: 0; 0.1 2043-44: 0; 0.1 2044-45: 0; 0.1 2045-46: 0; 0.1 2046-47: 0; 0.1 2047-48: 0; 0.1 2048-49: 0; 0.1 2049-50: 0
2.1FP | Raw water imports input reductions as -ve | RSRWI | Ml/d | 2 | 0.1 2019-20: 0; 0.1 2020-21: 0; 0.1 2021-22: 0; 0.1 2022-23: 0; 0.1 2023-24: 0; 0.1 2024-25: 0; 0.1 2025-26: 0; 0.1 2026-27: 0; 0.1 2027-28: 0; 0.1 2028-29: 0; 0.1 2029-30: 0; 0.1 2030-31: 0; 0.1 2031-32: 0; 0.1 2032-33: 0; 0.1 2033-34: 0; 0.1 2034-35: 0; 0.1 2035-36: 0; 0.1 2036-37: 0; 0.1 2037-38: 0; 0.1 2038-39: 0; 0.1 2039-40: 0; 0.1 2040-41: 0; 0.1 2041-42: 0; 0.1 2042-43: 0; 0.1 2043-44: 0; 0.1 2044-45: 0; 0.1 2045-46: 0; 0.1 2046-47: 0; 0.1 2047-48: 0; 0.1 2048-49: 0; 0.1 2049-50: 0
3.1FP | Potable water imports input reductions as -ve | RSPWI | Ml/d | 2 | 0.1 2019-20: 0; 0.1 2020-21: 0; 0.1 2021-22: 0; 0.1 2022-23: 0; 0.1 2023-24: 0; 0.1 2024-25: 0; 0.1 2025-26: 0; 0.1 2026-27: 0; 0.1 2027-28: 0; 0.1 2028-29: 0; 0.1 2029-30: 0; 0.1 2030-31: 0; 0.1 2031-32: 0; 0.1 2032-33: 0; 0.1 2033-34: 0; 0.1 2034-35: 0; 0.1 2035-36: 0; 0.1 2036-37: 0; 0.1 2037-38: 0; 0.1 2038-39: 0; 0.1 2039-40: 0; 0.1 2040-41: 0; 0.1 2041-42: 0; 0.1 2042-43: 0; 0.1 2043-44: 0; 0.1 2044-45: 0; 0.1 2045-46: 0; 0.1 2046-47: 0; 0.1 2047-48: 0; 0.1 2048-49: 0; 0.1 2049-50: 0
4.1FP | Raw water exports input reductions as +ve and increases as -ve | RSRWE | Ml/d | 2 | 0.1 2019-20: 0; 0.1 2020-21: 0; 0.1 2021-22: 0; 0.1 2022-23: 0; 0.1 2023-24: 0; 0.1 2024-25: 0; 0.1 2025-26: 0; 0.1 2026-27: 0; 0.1 2027-28: 0; 0.1 2028-29: 0; 0.1 2029-30: 0; 0.1 2030-31: 0; 0.1 2031-32: 0; 0.1 2032-33: 0; 0.1 2033-34: 0; 0.1 2034-35: 0; 0.1 2035-36: 0; 0.1 2036-37: 0; 0.1 2037-38: 0; 0.1 2038-39: 0; 0.1 2039-40: 0; 0.1 2040-41: 0; 0.1 2041-42: 0; 0.1 2042-43: 0; 0.1 2043-44: 0; 0.1 2044-45: 0; 0.1 2045-46: 0; 0.1 2046-47: 0; 0.1 2047-48: 0; 0.1 2048-49: 0; 0.1 2049-50: 0
5.1FP | Potable water exports input reductions as +ve and increases as -ve | RSPWE | Ml/d | 2 | 0.1 2019-20: 0; 0.1 2020-21: 0; 0.1 2021-22: 0; 0.1 2022-23: 0; 0.1 2023-24: 0; 0.1 2024-25: 0; 0.1 2025-26: 0; 0.1 2026-27: 0; 0.1 2027-28: 0; 0.1 2028-29: 0; 0.1 2029-30: 0; 0.1 2030-31: 0; 0.1 2031-32: 0; 0.1 2032-33: 0; 0.1 2033-34: 0; 0.1 2034-35: 0; 0.1 2035-36: 0; 0.1 2036-37: 0; 0.1 2037-38: 0; 0.1 2038-39: 0; 0.1 2039-40: 0; 0.1 2040-41: 0; 0.1 2041-42: 0; 0.1 2042-43: 0; 0.1 2043-44: 0; 0.1 2044-45: 0; 0.1 2045-46: 0; 0.1 2046-47: 0; 0.1 2047-48: 0; 0.1 2048-49: 0; 0.1 2049-50: 0
6.2FP | DO benefit from increase raw water abstractions | RSRWA | Ml/d | 2 | 0.1 2019-20: 0; 0.1 2020-21: 0; 0.1 2021-22: 0; 0.1 2022-23: 0; 0.1 2023-24: 0; 0.1 2024-25: 0; 0.1 2025-26: 0; 0.1 2026-27: 0; 0.1 2027-28: 0; 0.1 2028-29: 0; 0.1 2029-30: 0; 0.1 2030-31: 0; 0.1 2031-32: 0; 0.1 2032-33: 0; 0.1 2033-34: 0; 0.1 2034-35: 0; 0.1 2035-36: 0; 0.1 2036-37: 0; 0.1 2037-38: 0; 0.1 2038-39: 0; 0.1 2039-40: 0; 0.1 2040-41: 0; 0.1 2041-42: 0; 0.1 2042-43: 0; 0.1 2043-44: 0; 0.1 2044-45: 0; 0.1 2045-46: 0; 0.1 2046-47: 0; 0.1 2047-48: 0; 0.1 2048-49: 0; 0.1 2049-50: 0
6.3FP | Other options to increase deployable output | RSIPO | Ml/d | 2 | 0.1 2019-20: 0; 0.1 2020-21: 0; 0.1 2021-22: 0; 0.1 2022-23: 0; 0.1 2023-24: 0; 0.1 2024-25: 0; 0.1 2025-26: 0; 0.1 2026-27: 0; 0.1 2027-28: 0; 0.1 2028-29: 0; 0.1 2029-30: 0; 0.1 2030-31: 0; 0.1 2031-32: 0; 0.1 2032-33: 0; 0.1 2033-34: 0; 0.1 2034-35: 0; 0.1 2035-36: 0; 0.1 2036-37: 0; 0.1 2037-38: 0; 0.1 2038-39: 0; 0.1 2039-40: 0; 0.1 2040-41: 0; 0.1 2041-42: 0; 0.1 2042-43: 0; 0.1 2043-44: 0; 0.1 2044-45: 0; 0.1 2045-46: 0; 0.1 2046-47: 0; 0.1 2047-48: 0; 0.1 2048-49: 0; 0.1 2049-50: 0
7.01FP | DO benefit from supply side drought measures | RSDPS | Ml/d | 2 | 0.1 2019-20: 0; 0.1 2020-21: 0; 0.1 2021-22: 0; 0.1 2022-23: 0; 0.1 2023-24: 0; 0.1 2024-25: 0; 0.1 2025-26: 0; 0.1 2026-27: 0; 0.1 2027-28: 0; 0.1 2028-29: 0; 0.1 2029-30: 0; 0.1 2030-31: 0; 0.1 2031-32: 0; 0.1 2032-33: 0; 0.1 2033-34: 0; 0.1 2034-35: 0; 0.1 2035-36: 0; 0.1 2036-37: 0; 0.1 2037-38: 0; 0.1 2038-39: 0; 0.1 2039-40: 0; 0.1 2040-41: 0; 0.1 2041-42: 0; 0.1 2042-43: 0; 0.1 2043-44: 0; 0.1 2044-45: 0; 0.1 2045-46: 0; 0.1 2046-47: 0; 0.1 2047-48: 0; 0.1 2048-49: 0; 0.1 2049-50: 0
7.02FP | Benefit from demand side drought measures | RSDPD | Ml/d | 2 | 0.1 2019-20: 0; 0.1 2020-21: 0; 0.1 2021-22: 0; 0.1 2022-23: 0; 0.1 2023-24: 0; 0.1 2024-25: 0; 0.1 2025-26: 0; 0.1 2026-27: 0; 0.1 2027-28: 0; 0.1 2028-29: 0; 0.1 2029-30: 0; 0.1 2030-31: 0; 0.1 2031-32: 0; 0.1 2032-33: 0; 0.1 2033-34: 0; 0.1 2034-35: 0; 0.1 2035-36: 0; 0.1 2036-37: 0; 0.1 2037-38: 0; 0.1 2038-39: 0; 0.1 2039-40: 0; 0.1 2040-41: 0; 0.1 2041-42: 0; 0.1 2042-43: 0; 0.1 2043-44: 0; 0.1 2044-45: 0; 0.1 2045-46: 0; 0.1 2046-47: 0; 0.1 2047-48: 0; 0.1 2048-49: 0; 0.1 2049-50: 0
8.1FP | Reduce raw water losses and operational use input as -ve | RSLOU | Ml/d | 2 | 0.1 2019-20: 0; 0.1 2020-21: 0; 0.1 2021-22: 0; 0.1 2022-23: 0; 0.1 2023-24: 0; 0.1 2024-25: 0; 0.1 2025-26: 0; 0.1 2026-27: 0; 0.1 2027-28: 0; 0.1 2028-29: 0; 0.1 2029-30: 0; 0.1 2030-31: 0; 0.1 2031-32: 0; 0.1 2032-33: 0; 0.1 2033-34: 0; 0.1 2034-35: 0; 0.1 2035-36: 0; 0.1 2036-37: 0; 0.1 2037-38: 0; 0.1 2038-39: 0; 0.1 2039-40: 0; 0.1 2040-41: 0; 0.1 2041-42: 0; 0.1 2042-43: 0; 0.1 2043-44: 0; 0.1 2044-45: 0; 0.1 2045-46: 0; 0.1 2046-47: 0; 0.1 2047-48: 0; 0.1 2048-49: 0; 0.1 2049-50: 0
8.2FP | Reduce treatment works losses input as -ve | PSTWL | Ml/d | 2 | 0.1 2019-20: 0; 0.1 2020-21: 0; 0.1 2021-22: 0; 0.1 2022-23: 0; 0.1 2023-24: 0; 0.1 2024-25: 0; 0.1 2025-26: 0; 0.1 2026-27: 0; 0.1 2027-28: 0; 0.1 2028-29: 0; 0.1 2029-30: 0; 0.1 2030-31: 0; 0.1 2031-32: 0; 0.1 2032-33: 0; 0.1 2033-34: 0; 0.1 2034-35: 0; 0.1 2035-36: 0; 0.1 2036-37: 0; 0.1 2037-38: 0; 0.1 2038-39: 0; 0.1 2039-40: 0; 0.1 2040-41: 0; 0.1 2041-42: 0; 0.1 2042-43: 0; 0.1 2043-44: 0; 0.1 2044-45: 0; 0.1 2045-46: 0; 0.1 2046-47: 0; 0.1 2047-48: 0; 0.1 2048-49: 0; 0.1 2049-50: 0
9.1FP | Reduce outages input as -ve | PSROU | Ml/d | 2 | 0.1 2019-20: 0; 0.1 2020-21: 0; 0.1 2021-22: 0; 0.1 2022-23: 0; 0.1 2023-24: 0; 0.1 2024-25: 0; 0.1 2025-26: 0; 0.1 2026-27: 0; 0.1 2027-28: 0; 0.1 2028-29: 0; 0.1 2029-30: 0; 0.1 2030-31: 0; 0.1 2031-32: 0; 0.1 2032-33: 0; 0.1 2033-34: 0; 0.1 2034-35: 0; 0.1 2035-36: 0; 0.1 2036-37: 0; 0.1 2037-38: 0; 0.1 2038-39: 0; 0.1 2039-40: 0; 0.1 2040-41: 0; 0.1 2041-42: 0; 0.1 2042-43: 0; 0.1 2043-44: 0; 0.1 2044-45: 0; 0.1 2045-46: 0; 0.1 2046-47: 0; 0.1 2047-48: 0; 0.1 2048-49: 0; 0.1 2049-50: 0
12.2FP | Change volume delivered to measured non households input reductions as -ve, line to include both measured non-household consumption and USPL options | CVMNH | Ml/d | 2 | 0.1 2019-20: 0; 0.1 2020-21: 0; 0.1 2021-22: 0; 0.1 2022-23: 0; 0.1 2023-24: -0.47; 0.1 2024-25: -0.47; 0.1 2025-26: -0.47; 0.1 2026-27: -0.47; 0.1 2027-28: -0.47; 0.1 2028-29: -0.47; 0.1 2029-30: -0.47; 0.1 2030-31: -0.47; 0.1 2031-32: -0.47; 0.1 2032-33: -0.47; 0.1 2033-34: -0.47; 0.1 2034-35: -0.47; 0.1 2035-36: -0.48; 0.1 2036-37: -0.48; 0.1 2037-38: -0.48; 0.1 2038-39: -0.48; 0.1 2039-40: -0.48; 0.1 2040-41: -0.48; 0.1 2041-42: -0.48; 0.1 2042-43: -0.48; 0.1 2043-44: -0.48; 0.1 2044-45: -0.48; 0.1 2045-46: -0.48; 0.1 2046-47: -0.48; 0.1 2047-48: -0.48; 0.1 2048-49: -0.48; 0.1 2049-50: -0.48
13.1FP | Change volume delivered to unmeasured non households input reductions as -ve, line to include both unmeasured non-household consumption and USPL options | CVUNH | Ml/d | 2 | 0.1 2019-20: 0; 0.1 2020-21: 0; 0.1 2021-22: 0; 0.1 2022-23: 0; 0.1 2023-24: 0; 0.1 2024-25: 0; 0.1 2025-26: 0; 0.1 2026-27: 0; 0.1 2027-28: 0; 0.1 2028-29: 0; 0.1 2029-30: 0; 0.1 2030-31: 0; 0.1 2031-32: 0; 0.1 2032-33: 0; 0.1 2033-34: 0; 0.1 2034-35: 0; 0.1 2035-36: 0; 0.1 2036-37: 0; 0.1 2037-38: 0; 0.1 2038-39: 0; 0.1 2039-40: 0; 0.1 2040-41: 0; 0.1 2041-42: 0; 0.1 2042-43: 0; 0.1 2043-44: 0; 0.1 2044-45: 0; 0.1 2045-46: 0; 0.1 2046-47: 0; 0.1 2047-48: 0; 0.1 2048-49: 0; 0.1 2049-50: 0
14.1FP | Change volume delivered to measured households input reductions as -ve, line to include both measured household consumption and USPL options | CVMHH | Ml/d | 2 | 0.1 2019-20: 0; 0.1 2020-21: 0; 0.1 2021-22: 0; 0.1 2022-23: 0; 0.1 2023-24: 0; 0.1 2024-25: -0.12; 0.1 2025-26: -0.12; 0.1 2026-27: -0.13; 0.1 2027-28: -0.05; 0.1 2028-29: -0.05; 0.1 2029-30: -0.05; 0.1 2030-31: -0.05; 0.1 2031-32: -0.05; 0.1 2032-33: -0.05; 0.1 2033-34: -0.05; 0.1 2034-35: -0.05; 0.1 2035-36: -0.05; 0.1 2036-37: -0.05; 0.1 2037-38: -0.05; 0.1 2038-39: -0.05; 0.1 2039-40: -0.05; 0.1 2040-41: -0.05; 0.1 2041-42: -0.05; 0.1 2042-43: -0.05; 0.1 2043-44: -0.05; 0.1 2044-45: -0.05; 0.1 2045-46: -0.05; 0.1 2046-47: -0.05; 0.1 2047-48: -0.05; 0.1 2048-49: -0.05; 0.1 2049-50: -0.05
15.1FP | Change volume delivered to unmeasured households input reductions as -ve, line to include both unmeasured household consumption and USPL options | CVUHH | Ml/d | 2 | 0.1 2019-20: 0; 0.1 2020-21: 0; 0.1 2021-22: 0; 0.1 2022-23: 0; 0.1 2023-24: 0; 0.1 2024-25: -0.02; 0.1 2025-26: -0.02; 0.1 2026-27: -0.02; 0.1 2027-28: -0.11; 0.1 2028-29: -0.11; 0.1 2029-30: -0.11; 0.1 2030-31: -0.11; 0.1 2031-32: -0.11; 0.1 2032-33: -0.11; 0.1 2033-34: -0.11; 0.1 2034-35: -0.11; 0.1 2035-36: -0.11; 0.1 2036-37: -0.11; 0.1 2037-38: -0.11; 0.1 2038-39: -0.11; 0.1 2039-40: -0.11; 0.1 2040-41: -0.11; 0.1 2041-42: -0.11; 0.1 2042-43: -0.11; 0.1 2043-44: -0.11; 0.1 2044-45: -0.11; 0.1 2045-46: -0.11; 0.1 2046-47: -0.11; 0.1 2047-48: -0.11; 0.1 2048-49: -0.11; 0.1 2049-50: -0.11
21.1FP | Options to reduce water taken unbilled input as -ve | CSWTU | Ml/d | 2 | 0.1 2019-20: 0; 0.1 2020-21: 0; 0.1 2021-22: 0; 0.1 2022-23: 0; 0.1 2023-24: 0; 0.1 2024-25: 0; 0.1 2025-26: 0; 0.1 2026-27: 0; 0.1 2027-28: 0; 0.1 2028-29: 0; 0.1 2029-30: 0; 0.1 2030-31: 0; 0.1 2031-32: 0; 0.1 2032-33: 0; 0.1 2033-34: 0; 0.1 2034-35: 0; 0.1 2035-36: 0; 0.1 2036-37: 0; 0.1 2037-38: 0; 0.1 2038-39: 0; 0.1 2039-40: 0; 0.1 2040-41: 0; 0.1 2041-42: 0; 0.1 2042-43: 0; 0.1 2043-44: 0; 0.1 2044-45: 0; 0.1 2045-46: 0; 0.1 2046-47: 0; 0.1 2047-48: 0; 0.1 2048-49: 0; 0.1 2049-50: 0
22.1FP | Reduce distribution system operational use (DSOU) input as -ve | DSDOU | Ml/d | 2 | 0.1 2019-20: 0; 0.1 2020-21: 0; 0.1 2021-22: 0; 0.1 2022-23: 0; 0.1 2023-24: 0; 0.1 2024-25: 0; 0.1 2025-26: 0; 0.1 2026-27: 0; 0.1 2027-28: 0; 0.1 2028-29: 0; 0.1 2029-30: 0; 0.1 2030-31: 0; 0.1 2031-32: 0; 0.1 2032-33: 0; 0.1 2033-34: 0; 0.1 2034-35: 0; 0.1 2035-36: 0; 0.1 2036-37: 0; 0.1 2037-38: 0; 0.1 2038-39: 0; 0.1 2039-40: 0; 0.1 2040-41: 0; 0.1 2041-42: 0; 0.1 2042-43: 0; 0.1 2043-44: 0; 0.1 2044-45: 0; 0.1 2045-46: 0; 0.1 2046-47: 0; 0.1 2047-48: 0; 0.1 2048-49: 0; 0.1 2049-50: 0
23.1FP | Options impacting on measured Non Household - USPL input reductions as -ve | CUMNH | Ml/d | 2 | 0.1 2019-20: 0; 0.1 2020-21: 0; 0.1 2021-22: 0; 0.1 2022-23: 0; 0.1 2023-24: 0; 0.1 2024-25: 0; 0.1 2025-26: 0; 0.1 2026-27: 0; 0.1 2027-28: 0; 0.1 2028-29: 0; 0.1 2029-30: 0; 0.1 2030-31: 0; 0.1 2031-32: 0; 0.1 2032-33: 0; 0.1 2033-34: 0; 0.1 2034-35: 0; 0.1 2035-36: 0; 0.1 2036-37: 0; 0.1 2037-38: 0; 0.1 2038-39: 0; 0.1 2039-40: 0; 0.1 2040-41: 0; 0.1 2041-42: 0; 0.1 2042-43: 0; 0.1 2043-44: 0; 0.1 2044-45: 0; 0.1 2045-46: 0; 0.1 2046-47: 0; 0.1 2047-48: 0; 0.1 2048-49: 0; 0.1 2049-50: 0
24.1FP | Options impacting on unmeasured Non Household - USPL input reductions as -ve | CUUNH | Ml/d | 2 | 0.1 2019-20: 0; 0.1 2020-21: 0; 0.1 2021-22: 0; 0.1 2022-23: 0; 0.1 2023-24: 0; 0.1 2024-25: 0; 0.1 2025-26: 0; 0.1 2026-27: 0; 0.1 2027-28: 0; 0.1 2028-29: 0; 0.1 2029-30: 0; 0.1 2030-31: 0; 0.1 2031-32: 0; 0.1 2032-33: 0; 0.1 2033-34: 0; 0.1 2034-35: 0; 0.1 2035-36: 0; 0.1 2036-37: 0; 0.1 2037-38: 0; 0.1 2038-39: 0; 0.1 2039-40: 0; 0.1 2040-41: 0; 0.1 2041-42: 0; 0.1 2042-43: 0; 0.1 2043-44: 0; 0.1 2044-45: 0; 0.1 2045-46: 0; 0.1 2046-47: 0; 0.1 2047-48: 0; 0.1 2048-49: 0; 0.1 2049-50: 0
25.1FP | Options impacting on measured Household - USPL input reductions as -ve | CUMHH | Ml/d | 2 | 0.1 2019-20: 0; 0.1 2020-21: 0; 0.1 2021-22: 0; 0.1 2022-23: 0; 0.1 2023-24: 0; 0.1 2024-25: 0; 0.1 2025-26: 0; 0.1 2026-27: 0; 0.1 2027-28: 0.02; 0.1 2028-29: 0.02; 0.1 2029-30: 0.02; 0.1 2030-31: 0.02; 0.1 2031-32: 0.02; 0.1 2032-33: 0.02; 0.1 2033-34: 0.02; 0.1 2034-35: 0.02; 0.1 2035-36: 0.02; 0.1 2036-37: 0.02; 0.1 2037-38: 0.02; 0.1 2038-39: 0.02; 0.1 2039-40: 0.02; 0.1 2040-41: 0.02; 0.1 2041-42: 0.02; 0.1 2042-43: 0.02; 0.1 2043-44: 0.02; 0.1 2044-45: 0.02; 0.1 2045-46: 0.02; 0.1 2046-47: 0.02; 0.1 2047-48: 0.02; 0.1 2048-49: 0.02; 0.1 2049-50: 0.02
26.1FP | Options impacting on unmeasured Household - USPL input reductions as -ve | CUUHH | Ml/d | 2 | 0.1 2019-20: 0; 0.1 2020-21: 0; 0.1 2021-22: 0; 0.1 2022-23: 0; 0.1 2023-24: 0; 0.1 2024-25: 0; 0.1 2025-26: 0; 0.1 2026-27: 0; 0.1 2027-28: -0.04; 0.1 2028-29: -0.04; 0.1 2029-30: -0.04; 0.1 2030-31: -0.04; 0.1 2031-32: -0.04; 0.1 2032-33: -0.04; 0.1 2033-34: -0.04; 0.1 2034-35: -0.04; 0.1 2035-36: -0.04; 0.1 2036-37: -0.04; 0.1 2037-38: -0.04; 0.1 2038-39: -0.04; 0.1 2039-40: -0.04; 0.1 2040-41: -0.04; 0.1 2041-42: -0.04; 0.1 2042-43: -0.04; 0.1 2043-44: -0.04; 0.1 2044-45: -0.04; 0.1 2045-46: -0.04; 0.1 2046-47: -0.04; 0.1 2047-48: -0.04; 0.1 2048-49: -0.04; 0.1 2049-50: -0.04
27.1FP | Options impacting on Void properties - USPL input reductions as -ve | CUVPP | Ml/d | 2 | 0.1 2019-20: 0; 0.1 2020-21: 0; 0.1 2021-22: 0; 0.1 2022-23: 0; 0.1 2023-24: 0; 0.1 2024-25: 0; 0.1 2025-26: 0; 0.1 2026-27: 0; 0.1 2027-28: 0; 0.1 2028-29: 0; 0.1 2029-30: 0; 0.1 2030-31: 0; 0.1 2031-32: 0; 0.1 2032-33: 0; 0.1 2033-34: 0; 0.1 2034-35: 0; 0.1 2035-36: 0; 0.1 2036-37: 0; 0.1 2037-38: 0; 0.1 2038-39: 0; 0.1 2039-40: 0; 0.1 2040-41: 0; 0.1 2041-42: 0; 0.1 2042-43: 0; 0.1 2043-44: 0; 0.1 2044-45: 0; 0.1 2045-46: 0; 0.1 2046-47: 0; 0.1 2047-48: 0; 0.1 2048-49: 0; 0.1 2049-50: 0
28.1FP | Reduce distribution losses input as -ve | DSRDL | Ml/d | 2 | 0.1 2019-20: 0; 0.1 2020-21: 0; 0.1 2021-22: 0; 0.1 2022-23: 0; 0.1 2023-24: 0; 0.1 2024-25: -0.135; 0.1 2025-26: -0.148; 0.1 2026-27: -0.16; 0.1 2027-28: -0.172; 0.1 2028-29: -0.185; 0.1 2029-30: -0.197; 0.1 2030-31: -0.221; 0.1 2031-32: -0.246; 0.1 2032-33: -0.271; 0.1 2033-34: -0.295; 0.1 2034-35: -0.32; 0.1 2035-36: -0.357; 0.1 2036-37: -0.381; 0.1 2037-38: -0.406; 0.1 2038-39: -0.431; 0.1 2039-40: -0.455; 0.1 2040-41: -0.492; 0.1 2041-42: -0.492; 0.1 2042-43: -0.504; 0.1 2043-44: -0.517; 0.1 2044-45: -0.529; 0.1 2045-46: -0.554; 0.1 2046-47: -0.566; 0.1 2047-48: -0.578; 0.1 2048-49: -0.59; 0.1 2049-50: -0.603
Table 3c: DYAA - Final plan
WRMP24 reference | Component | Derivation | Unit | Decimal places | 2019-20 | 2020-21 | 2021-22 | 2022-23 | 2023-24 | 2024-25 | 2025-26 | 2026-27 | 2027-28 | 2028-29 | 2029-30 | 2030-31 | 2031-32 | 2032-33 | 2033-34 | 2034-35 | 2035-36 | 2036-37 | 2037-38 | 2038-39 | 2039-40 | 2040-41 | 2041-42 | 2042-43 | 2043-44 | 2044-45 | 2045-46 | 2046-47 | 2047-48 | 2048-49 | 2049-50 | 2050-51 | 2051-52 | 2052-53 | 2053-54 | 2054-55 | 2055-56 | 2056-57 | 2057-58 | 2058-59 | 2059-60 | 2060-61 | 2061-62 | 2062-63 | 2063-64 | 2064-65 | 2065-66 | 2066-67 | 2067-68 | 2068-69 | 2069-70 | 2070-71 | 2071-72 | 2072-73 | 2073-74 | 2074-75 | 2075-76 | 2076-77 | 2077-78 | 2078-79 | 2079-80 | 2080-81 | 2081-82 | 2082-83 | 2083-84 | 2084-85 | 2085-86 | 2086-87 | 2087-88 | 2088-89 | 2089-90 | 2090-91 | 2091-92 | 2092-93 | 2093-94 | 2094-95 | 2095-96 | 2096-97 | 2097-98 | 2098-99 | 2099-100
1FP | Raw water abstracted | Input | Ml/d | 2 | 2019-20: 6.52; 2020-21: 6.34; 2021-22: 5.81; 2022-23: 8.1681; 2023-24: 7.7581; 2024-25: 7.4942; 2025-26: 7.5142; 2026-27: 7.5342; 2027-28: 7.552; 2028-29: 7.5448; 2029-30: 7.5126; 2030-31: 7.5081; 2031-32: 7.4836; 2032-33: 7.4891; 2033-34: 7.4446; 2034-35: 7.4351; 2035-36: 7.4033; 2036-37: 7.4088; 2037-38: 7.3993; 2038-39: 7.3548; 2039-40: 7.3503; 2040-41: 7.3035; 2041-42: 7.3436; 2042-43: 7.3114; 2043-44: 7.3042; 2044-45: 7.307; 2045-46: 7.2875; 2046-47: 7.3053; 2047-48: 7.3081; 2048-49: 7.2759; 2049-50: 7.2837
1.1FP | Non-potable water supplies | 1.1BL + 1.11FP | Ml/d | 2 | 0 | 0 | 0 | 0 | 0 | 0 | 0 | 0 | 0 | 0 | 0 | 0 | 0 | 0 | 0 | 0 | 0 | 0 | 0 | 0 | 0 | 0 | 0 | 0 | 0 | 0 | 0 | 0 | 0 | 0 | 0 | 0 | 0 | 0 | 0 | 0 | 0 | 0 | 0 | 0 | 0 | 0 | 0 | 0 | 0 | 0 | 0 | 0 | 0 | 0 | 0 | 0 | 0 | 0 | 0 | 0 | 0 | 0 | 0 | 0 | 0 | 0 | 0 | 0 | 0 | 0 | 0 | 0 | 0 | 0 | 0 | 0 | 0 | 0 | 0 | 0 | 0 | 0 | 0 | 0 | 0
2FP | Raw water imported | 2BL + 2.1FP | Ml/d | 2 | 0 | 0 | 0 | 0 | 0 | 0 | 0 | 0 | 0 | 0 | 0 | 0 | 0 | 0 | 0 | 0 | 0 | 0 | 0 | 0 | 0 | 0 | 0 | 0 | 0 | 0 | 0 | 0 | 0 | 0 | 0 | 0 | 0 | 0 | 0 | 0 | 0 | 0 | 0 | 0 | 0 | 0 | 0 | 0 | 0 | 0 | 0 | 0 | 0 | 0 | 0 | 0 | 0 | 0 | 0 | 0 | 0 | 0 | 0 | 0 | 0 | 0 | 0 | 0 | 0 | 0 | 0 | 0 | 0 | 0 | 0 | 0 | 0 | 0 | 0 | 0 | 0 | 0 | 0 | 0 | 0
3FP | Potable water imported | 3BL + 3.1FP | Ml/d | 2 | 0 | 0 | 0 | 0 | 0 | 0 | 0 | 0 | 0 | 0 | 0 | 0 | 0 | 0 | 0 | 0 | 0 | 0 | 0 | 0 | 0 | 0 | 0 | 0 | 0 | 0 | 0 | 0 | 0 | 0 | 0 | 0 | 0 | 0 | 0 | 0 | 0 | 0 | 0 | 0 | 0 | 0 | 0 | 0 | 0 | 0 | 0 | 0 | 0 | 0 | 0 | 0 | 0 | 0 | 0 | 0 | 0 | 0 | 0 | 0 | 0 | 0 | 0 | 0 | 0 | 0 | 0 | 0 | 0 | 0 | 0 | 0 | 0 | 0 | 0 | 0 | 0 | 0 | 0 | 0 | 0
4FP | Raw water exported enter as -ve | 4BL + 4.1FP | Ml/d | 2 | 0 | 0 | 0 | 0 | 0 | 0 | 0 | 0 | 0 | 0 | 0 | 0 | 0 | 0 | 0 | 0 | 0 | 0 | 0 | 0 | 0 | 0 | 0 | 0 | 0 | 0 | 0 | 0 | 0 | 0 | 0 | 0 | 0 | 0 | 0 | 0 | 0 | 0 | 0 | 0 | 0 | 0 | 0 | 0 | 0 | 0 | 0 | 0 | 0 | 0 | 0 | 0 | 0 | 0 | 0 | 0 | 0 | 0 | 0 | 0 | 0 | 0 | 0 | 0 | 0 | 0 | 0 | 0 | 0 | 0 | 0 | 0 | 0 | 0 | 0 | 0 | 0 | 0 | 0 | 0 | 0
5FP | Potable water exported enter as -ve | 5BL + 5.1FP | Ml/d | 2 | -1.9 | -2.19 | -1.73 | -1.8 | -2.74 | -2.74 | -2.74 | -2.74 | -2.74 | -2.74 | -2.74 | -2.74 | -2.74 | -2.74 | -2.74 | -2.74 | -2.74 | -2.74 | -2.74 | -2.74 | -2.74 | -2.74 | -2.74 | -2.74 | -2.74 | -2.74 | -2.74 | -2.74 | -2.74 | -2.74 | -2.74 | 0 | 0 | 0 | 0 | 0 | 0 | 0 | 0 | 0 | 0 | 0 | 0 | 0 | 0 | 0 | 0 | 0 | 0 | 0 | 0 | 0 | 0 | 0 | 0 | 0 | 0 | 0 | 0 | 0 | 0 | 0 | 0 | 0 | 0 | 0 | 0 | 0 | 0 | 0 | 0 | 0 | 0 | 0 | 0 | 0 | 0 | 0 | 0 | 0 | 0
6.1FP | Deployable Output post forecast changes | 6.1BL + 6.2FP + 6.3FP +7.01FP +7.02FP | Ml/d | 2 | 9 | 9 | 9 | 9 | 9 | 9 | 9 | 9 | 9 | 9 | 9 | 8.16 | 8.16 | 8.16 | 8.16 | 8.16 | 8.16 | 8.16 | 8.16 | 8.16 | 8.16 | 8.16 | 8.16 | 8.16 | 8.16 | 8.16 | 8.16 | 8.16 | 8.16 | 8.16 | 8.16 | 0 | 0 | 0 | 0 | 0 | 0 | 0 | 0 | 0 | 0 | 0 | 0 | 0 | 0 | 0 | 0 | 0 | 0 | 0 | 0 | 0 | 0 | 0 | 0 | 0 | 0 | 0 | 0 | 0 | 0 | 0 | 0 | 0 | 0 | 0 | 0 | 0 | 0 | 0 | 0 | 0 | 0 | 0 | 0 | 0 | 0 | 0 | 0 | 0 | 0
8FP | Raw water losses, treatment works losses and operational use | 8BL + 8.1FP + 8.2FP | Ml/d | 2 | 0 | 0.04 | 0.01 | 0.0061 | 0.0061 | 0.0061 | 0.0061 | 0.0061 | 0.0061 | 0.0061 | 0.0061 | 0.0061 | 0.0061 | 0.0061 | 0.0061 | 0.0061 | 0.0061 | 0.0061 | 0.0061 | 0.0061 | 0.0061 | 0.0061 | 0.0061 | 0.0061 | 0.0061 | 0.0061 | 0.0061 | 0.0061 | 0.0061 | 0.0061 | 0.0061 | 0 | 0 | 0 | 0 | 0 | 0 | 0 | 0 | 0 | 0 | 0 | 0 | 0 | 0 | 0 | 0 | 0 | 0 | 0 | 0 | 0 | 0 | 0 | 0 | 0 | 0 | 0 | 0 | 0 | 0 | 0 | 0 | 0 | 0 | 0 | 0 | 0 | 0 | 0 | 0 | 0 | 0 | 0 | 0 | 0 | 0 | 0 | 0 | 0 | 0
9FP | Total Outage Allowance | 9BL + 9.1FP | Ml/d | 2 | 0 | 0 | 0.02 | 0.04 | 0.04 | 0.04 | 0.04 | 0.04 | 0.04 | 0.04 | 0.04 | 0.04 | 0.04 | 0.04 | 0.04 | 0.04 | 0.04 | 0.04 | 0.04 | 0.04 | 0.04 | 0.04 | 0.04 | 0.04 | 0.04 | 0.04 | 0.04 | 0.04 | 0.04 | 0.04 | 0.04 | 0 | 0 | 0 | 0 | 0 | 0 | 0 | 0 | 0 | 0 | 0 | 0 | 0 | 0 | 0 | 0 | 0 | 0 | 0 | 0 | 0 | 0 | 0 | 0 | 0 | 0 | 0 | 0 | 0 | 0 | 0 | 0 | 0 | 0 | 0 | 0 | 0 | 0 | 0 | 0 | 0 | 0 | 0 | 0 | 0 | 0 | 0 | 0 | 0 | 0
10FP | Water Available For Use (own sources) | (6.1FP) - (8FP + 9FP) | Ml/d | 2 | 9 | 8.96 | 8.97 | 8.9539 | 8.9539 | 8.9539 | 8.9539 | 8.9539 | 8.9539 | 8.9539 | 8.9539 | 8.1139 | 8.1139 | 8.1139 | 8.1139 | 8.1139 | 8.1139 | 8.1139 | 8.1139 | 8.1139 | 8.1139 | 8.1139 | 8.1139 | 8.1139 | 8.1139 | 8.1139 | 8.1139 | 8.1139 | 8.1139 | 8.1139 | 8.1139 | 0 | 0 | 0 | 0 | 0 | 0 | 0 | 0 | 0 | 0 | 0 | 0 | 0 | 0 | 0 | 0 | 0 | 0 | 0 | 0 | 0 | 0 | 0 | 0 | 0 | 0 | 0 | 0 | 0 | 0 | 0 | 0 | 0 | 0 | 0 | 0 | 0 | 0 | 0 | 0 | 0 | 0 | 0 | 0 | 0 | 0 | 0 | 0 | 0 | 0
11FP | Total Water Available For Use | 10FP + sum (2FP:5FP) | Ml/d | 2 | 7.1 | 6.77 | 7.24 | 7.1539 | 6.2139 | 6.2139 | 6.2139 | 6.2139 | 6.2139 | 6.2139 | 6.2139 | 5.3739 | 5.3739 | 5.3739 | 5.3739 | 5.3739 | 5.3739 | 5.3739 | 5.3739 | 5.3739 | 5.3739 | 5.3739 | 5.3739 | 5.3739 | 5.3739 | 5.3739 | 5.3739 | 5.3739 | 5.3739 | 5.3739 | 5.3739 | 0 | 0 | 0 | 0 | 0 | 0 | 0 | 0 | 0 | 0 | 0 | 0 | 0 | 0 | 0 | 0 | 0 | 0 | 0 | 0 | 0 | 0 | 0 | 0 | 0 | 0 | 0 | 0 | 0 | 0 | 0 | 0 | 0 | 0 | 0 | 0 | 0 | 0 | 0 | 0 | 0 | 0 | 0 | 0 | 0 | 0 | 0 | 0 | 0 | 0
12FP | Water delivered measured non-household | 12BL + 12.2FP | Ml/d | 2 | 0.42 | 0.46 | 0.4 | 0.47 | 2.343 | 2.349 | 2.355 | 2.361 | 2.367 | 2.373 | 2.379 | 2.385 | 2.391 | 2.397 | 2.403 | 2.409 | 2.405 | 2.411 | 2.417 | 2.423 | 2.429 | 2.435 | 2.441 | 2.447 | 2.453 | 2.459 | 2.465 | 2.471 | 2.477 | 2.483 | 2.489 | 0 | 0 | 0 | 0 | 0 | 0 | 0 | 0 | 0 | 0 | 0 | 0 | 0 | 0 | 0 | 0 | 0 | 0 | 0 | 0 | 0 | 0 | 0 | 0 | 0 | 0 | 0 | 0 | 0 | 0 | 0 | 0 | 0 | 0 | 0 | 0 | 0 | 0 | 0 | 0 | 0 | 0 | 0 | 0 | 0 | 0 | 0 | 0 | 0 | 0
12.1FP | Non-potable water consumption | Input | Ml/d | 2 | 2019-20: 0; 2020-21: 0; 2021-22: 0; 2022-23: 0; 2023-24: 0; 2024-25: 0; 2025-26: 0; 2026-27: 0; 2027-28: 0; 2028-29: 0; 2029-30: 0; 2030-31: 0; 2031-32: 0; 2032-33: 0; 2033-34: 0; 2034-35: 0; 2035-36: 0; 2036-37: 0; 2037-38: 0; 2038-39: 0; 2039-40: 0; 2040-41: 0; 2041-42: 0; 2042-43: 0; 2043-44: 0; 2044-45: 0; 2045-46: 0; 2046-47: 0; 2047-48: 0; 2048-49: 0; 2049-50: 0
13FP | Water delivered unmeasured non-household | 13BL + 13.1FP | Ml/d | 2 | 2.74 | 1.91 | 2.09 | 2.84 | 0 | 0 | 0 | 0 | 0 | 0 | 0 | 0 | 0 | 0 | 0 | 0 | 0 | 0 | 0 | 0 | 0 | 0 | 0 | 0 | 0 | 0 | 0 | 0 | 0 | 0 | 0 | 0 | 0 | 0 | 0 | 0 | 0 | 0 | 0 | 0 | 0 | 0 | 0 | 0 | 0 | 0 | 0 | 0 | 0 | 0 | 0 | 0 | 0 | 0 | 0 | 0 | 0 | 0 | 0 | 0 | 0 | 0 | 0 | 0 | 0 | 0 | 0 | 0 | 0 | 0 | 0 | 0 | 0 | 0 | 0 | 0 | 0 | 0 | 0 | 0 | 0
14FP | Water delivered measured household | 14BL + 14.1FP | Ml/d | 2 | 0.51 | 0.7 | 0.67 | 0.73 | 1.16 | 1.07 | 1.1 | 1.12 | 1.21 | 1.21 | 1.21 | 1.21 | 1.22 | 1.22 | 1.22 | 1.23 | 1.23 | 1.23 | 1.24 | 1.24 | 1.24 | 1.24 | 1.25 | 1.25 | 1.25 | 1.26 | 1.26 | 1.26 | 1.27 | 1.27 | 1.27 | 0 | 0 | 0 | 0 | 0 | 0 | 0 | 0 | 0 | 0 | 0 | 0 | 0 | 0 | 0 | 0 | 0 | 0 | 0 | 0 | 0 | 0 | 0 | 0 | 0 | 0 | 0 | 0 | 0 | 0 | 0 | 0 | 0 | 0 | 0 | 0 | 0 | 0 | 0 | 0 | 0 | 0 | 0 | 0 | 0 | 0 | 0 | 0 | 0 | 0
15FP | Water delivered unmeasured household | 15BL + 15.1FP | Ml/d | 2 | 0.14 | 0.16 | 0.08 | 0.1 | 0.2 | 0.18 | 0.18 | 0.18 | 0.09 | 0.09 | 0.09 | 0.09 | 0.09 | 0.09 | 0.09 | 0.09 | 0.09 | 0.09 | 0.09 | 0.09 | 0.09 | 0.09 | 0.09 | 0.09 | 0.09 | 0.09 | 0.09 | 0.09 | 0.09 | 0.09 | 0.09 | 0 | 0 | 0 | 0 | 0 | 0 | 0 | 0 | 0 | 0 | 0 | 0 | 0 | 0 | 0 | 0 | 0 | 0 | 0 | 0 | 0 | 0 | 0 | 0 | 0 | 0 | 0 | 0 | 0 | 0 | 0 | 0 | 0 | 0 | 0 | 0 | 0 | 0 | 0 | 0 | 0 | 0 | 0 | 0 | 0 | 0 | 0 | 0 | 0 | 0
16FP | Percentage of consumption driven by climate change | 16BL | % | 1 | bar: 2019-20 to 2099-100
17FP | Volume of consumption driven by climate change | 16FP * (12FP + sum(13FP:15FP) - sum (23FP:26FP)) | Ml/d | 2 | 0 | 0 | 0 | 0 | 0 | 0 | 0 | 0 | 0 | 0 | 0 | 0.03385 | 0.03401 | 0.03407 | 0.03413 | 0.03429 | 0.03425 | 0.03431 | 0.03447 | 0.03453 | 0.03459 | 0.03465 | 0.03481 | 0.03487 | 0.03493 | 0.03509 | 0.03515 | 0.03521 | 0.03537 | 0.03543 | 0.03549 | 0 | 0 | 0 | 0 | 0 | 0 | 0 | 0 | 0 | 0 | 0 | 0 | 0 | 0 | 0 | 0 | 0 | 0 | 0 | 0 | 0 | 0 | 0 | 0 | 0 | 0 | 0 | 0 | 0 | 0 | 0 | 0 | 0 | 0 | 0 | 0 | 0 | 0 | 0 | 0 | 0 | 0 | 0 | 0 | 0 | 0 | 0 | 0 | 0 | 0
18FP | Measured Household - PCC | ((14FP - 25FP) * 1,000,000) / (39FP * 1000) | l/h/d | 1 | 122.2367 | 153.7698 | 147.3137 | 138.3353 | 132.317 | 115.7763 | 116.4523 | 115.7742 | 115.1655 | 114.8314 | 114.4992 | 114.169 | 115.0389 | 114.709 | 114.381 | 115.243 | 114.9153 | 114.5895 | 115.4435 | 115.1181 | 114.7944 | 114.4726 | 115.3174 | 114.9959 | 114.6762 | 115.5135 | 115.1941 | 114.8765 | 115.7063 | 115.389 | 115.0735 | #DIV/0! | #DIV/0! | #DIV/0! | #DIV/0! | #DIV/0! | #DIV/0! | #DIV/0! | #DIV/0! | #DIV/0! | #DIV/0! | #DIV/0! | #DIV/0! | #DIV/0! | #DIV/0! | #DIV/0! | #DIV/0! | #DIV/0! | #DIV/0! | #DIV/0! | #DIV/0! | #DIV/0! | #DIV/0! | #DIV/0! | #DIV/0! | #DIV/0! | #DIV/0! | #DIV/0! | #DIV/0! | #DIV/0! | #DIV/0! | #DIV/0! | #DIV/0! | #DIV/0! | #DIV/0! | #DIV/0! | #DIV/0! | #DIV/0! | #DIV/0! | #DIV/0! | #DIV/0! | #DIV/0! | #DIV/0! | #DIV/0! | #DIV/0! | #DIV/0! | #DIV/0! | #DIV/0! | #DIV/0! | #DIV/0! | #DIV/0!
19FP | Unmeasured Household - PCC | ((15FP - 26FP) * 1,000,000) / (40FP * 1000) | l/h/d | 1 | 129.0323 | 173.6973 | 84.6354 | 89.5141 | 106.6856 | 92.4609 | 92.4609 | 92.4609 | 102.3018 | 102.3018 | 102.3018 | 102.3018 | 102.3018 | 102.3018 | 102.3018 | 102.3018 | 102.3018 | 102.3018 | 102.3018 | 102.3018 | 102.3018 | 102.3018 | 102.3018 | 102.3018 | 102.3018 | 102.3018 | 102.3018 | 102.3018 | 102.3018 | 102.3018 | 102.3018 | #DIV/0! | #DIV/0! | #DIV/0! | #DIV/0! | #DIV/0! | #DIV/0! | #DIV/0! | #DIV/0! | #DIV/0! | #DIV/0! | #DIV/0! | #DIV/0! | #DIV/0! | #DIV/0! | #DIV/0! | #DIV/0! | #DIV/0! | #DIV/0! | #DIV/0! | #DIV/0! | #DIV/0! | #DIV/0! | #DIV/0! | #DIV/0! | #DIV/0! | #DIV/0! | #DIV/0! | #DIV/0! | #DIV/0! | #DIV/0! | #DIV/0! | #DIV/0! | #DIV/0! | #DIV/0! | #DIV/0! | #DIV/0! | #DIV/0! | #DIV/0! | #DIV/0! | #DIV/0! | #DIV/0! | #DIV/0! | #DIV/0! | #DIV/0! | #DIV/0! | #DIV/0! | #DIV/0! | #DIV/0! | #DIV/0! | #DIV/0!
20FP | Average Household - PCC | (((14FP - 25FP) + (15FP - 26FP)) * 1,000,000)/ ((39FP + 40FP) * 1,000) | l/h/d | 1 | 123.3766 | 157.0897 | 137.2998 | 130.7708 | 128.0057 | 111.9534 | 112.6152 | 112.135 | 114.0516 | 113.7493 | 113.4486 | 113.1495 | 113.9476 | 113.6488 | 113.3515 | 114.1428 | 113.8458 | 113.5503 | 114.335 | 114.0398 | 113.7461 | 113.4539 | 114.2308 | 113.9389 | 113.6484 | 114.4189 | 114.1287 | 113.84 | 114.6041 | 114.3157 | 114.0287 | #DIV/0! | #DIV/0! | #DIV/0! | #DIV/0! | #DIV/0! | #DIV/0! | #DIV/0! | #DIV/0! | #DIV/0! | #DIV/0! | #DIV/0! | #DIV/0! | #DIV/0! | #DIV/0! | #DIV/0! | #DIV/0! | #DIV/0! | #DIV/0! | #DIV/0! | #DIV/0! | #DIV/0! | #DIV/0! | #DIV/0! | #DIV/0! | #DIV/0! | #DIV/0! | #DIV/0! | #DIV/0! | #DIV/0! | #DIV/0! | #DIV/0! | #DIV/0! | #DIV/0! | #DIV/0! | #DIV/0! | #DIV/0! | #DIV/0! | #DIV/0! | #DIV/0! | #DIV/0! | #DIV/0! | #DIV/0! | #DIV/0! | #DIV/0! | #DIV/0! | #DIV/0! | #DIV/0! | #DIV/0! | #DIV/0! | #DIV/0!
21FP | Water taken unbilled | 21BL + 21.1FP | Ml/d | 2 | 0 | 0 | 0 | 0 | 0 | 0 | 0 | 0 | 0 | 0 | 0 | 0 | 0 | 0 | 0 | 0 | 0 | 0 | 0 | 0 | 0 | 0 | 0 | 0 | 0 | 0 | 0 | 0 | 0 | 0 | 0 | 0 | 0 | 0 | 0 | 0 | 0 | 0 | 0 | 0 | 0 | 0 | 0 | 0 | 0 | 0 | 0 | 0 | 0 | 0 | 0 | 0 | 0 | 0 | 0 | 0 | 0 | 0 | 0 | 0 | 0 | 0 | 0 | 0 | 0 | 0 | 0 | 0 | 0 | 0 | 0 | 0 | 0 | 0 | 0 | 0 | 0 | 0 | 0 | 0 | 0
22FP | Distribution system operational use | 22BL + 22.1FP | Ml/d | 2 | 0.01 | 0.01 | 0.001 | 0.012 | 0.037 | 0.012 | 0.012 | 0.012 | 0.037 | 0.037 | 0.012 | 0.027 | 0.012 | 0.037 | 0.012 | 0.012 | 0.012 | 0.037 | 0.037 | 0.012 | 0.027 | 0.012 | 0.037 | 0.012 | 0.012 | 0.012 | 0.012 | 0.037 | 0.037 | 0.012 | 0.027 | 0 | 0 | 0 | 0 | 0 | 0 | 0 | 0 | 0 | 0 | 0 | 0 | 0 | 0 | 0 | 0 | 0 | 0 | 0 | 0 | 0 | 0 | 0 | 0 | 0 | 0 | 0 | 0 | 0 | 0 | 0 | 0 | 0 | 0 | 0 | 0 | 0 | 0 | 0 | 0 | 0 | 0 | 0 | 0 | 0 | 0 | 0 | 0 | 0 | 0
23FP | Measured Non Household - USPL | 23BL + 23.1FP | Ml/d | 2 | 0 | 0.01 | 0.005 | 0.01 | 0.03 | 0.03 | 0.03 | 0.03 | 0.03 | 0.03 | 0.03 | 0.03 | 0.03 | 0.03 | 0.03 | 0.03 | 0.03 | 0.03 | 0.03 | 0.03 | 0.03 | 0.03 | 0.03 | 0.03 | 0.03 | 0.03 | 0.03 | 0.03 | 0.03 | 0.03 | 0.03 | 0 | 0 | 0 | 0 | 0 | 0 | 0 | 0 | 0 | 0 | 0 | 0 | 0 | 0 | 0 | 0 | 0 | 0 | 0 | 0 | 0 | 0 | 0 | 0 | 0 | 0 | 0 | 0 | 0 | 0 | 0 | 0 | 0 | 0 | 0 | 0 | 0 | 0 | 0 | 0 | 0 | 0 | 0 | 0 | 0 | 0 | 0 | 0 | 0 | 0
24FP | Unmeasured Non Household - USPL | 24BL + 24.1FP | Ml/d | 2 | 0.01 | 0.07 | 0.071 | 0.13 | 0 | 0 | 0 | 0 | 0 | 0 | 0 | 0 | 0 | 0 | 0 | 0 | 0 | 0 | 0 | 0 | 0 | 0 | 0 | 0 | 0 | 0 | 0 | 0 | 0 | 0 | 0 | 0 | 0 | 0 | 0 | 0 | 0 | 0 | 0 | 0 | 0 | 0 | 0 | 0 | 0 | 0 | 0 | 0 | 0 | 0 | 0 | 0 | 0 | 0 | 0 | 0 | 0 | 0 | 0 | 0 | 0 | 0 | 0 | 0 | 0 | 0 | 0 | 0 | 0 | 0 | 0 | 0 | 0 | 0 | 0 | 0 | 0 | 0 | 0 | 0 | 0
25FP | Measured Household - USPL | 25BL + 25.1FP | Ml/d | 2 | 0.04 | 0.08 | 0.075 | 0.14 | 0.24 | 0.24 | 0.24 | 0.24 | 0.26 | 0.26 | 0.26 | 0.26 | 0.26 | 0.26 | 0.26 | 0.26 | 0.26 | 0.26 | 0.26 | 0.26 | 0.26 | 0.26 | 0.26 | 0.26 | 0.26 | 0.26 | 0.26 | 0.26 | 0.26 | 0.26 | 0.26 | 0 | 0 | 0 | 0 | 0 | 0 | 0 | 0 | 0 | 0 | 0 | 0 | 0 | 0 | 0 | 0 | 0 | 0 | 0 | 0 | 0 | 0 | 0 | 0 | 0 | 0 | 0 | 0 | 0 | 0 | 0 | 0 | 0 | 0 | 0 | 0 | 0 | 0 | 0 | 0 | 0 | 0 | 0 | 0 | 0 | 0 | 0 | 0 | 0 | 0
26FP | Unmeasured Household - USPL | 26BL + 26.1BL | Ml/d | 2 | 0.04 | 0.02 | 0.015 | 0.03 | 0.05 | 0.05 | 0.05 | 0.05 | 0.01 | 0.01 | 0.01 | 0.01 | 0.01 | 0.01 | 0.01 | 0.01 | 0.01 | 0.01 | 0.01 | 0.01 | 0.01 | 0.01 | 0.01 | 0.01 | 0.01 | 0.01 | 0.01 | 0.01 | 0.01 | 0.01 | 0.01 | 0 | 0 | 0 | 0 | 0 | 0 | 0 | 0 | 0 | 0 | 0 | 0 | 0 | 0 | 0 | 0 | 0 | 0 | 0 | 0 | 0 | 0 | 0 | 0 | 0 | 0 | 0 | 0 | 0 | 0 | 0 | 0 | 0 | 0 | 0 | 0 | 0 | 0 | 0 | 0 | 0 | 0 | 0 | 0 | 0 | 0 | 0 | 0 | 0 | 0
27FP | Void Properties - USPL | 27BL + 27.1FP | Ml/d | 2 | 0 | 0 | 0 | 0 | 0 | 0 | 0 | 0 | 0 | 0 | 0 | 0 | 0 | 0 | 0 | 0 | 0 | 0 | 0 | 0 | 0 | 0 | 0 | 0 | 0 | 0 | 0 | 0 | 0 | 0 | 0 | 0 | 0 | 0 | 0 | 0 | 0 | 0 | 0 | 0 | 0 | 0 | 0 | 0 | 0 | 0 | 0 | 0 | 0 | 0 | 0 | 0 | 0 | 0 | 0 | 0 | 0 | 0 | 0 | 0 | 0 | 0 | 0 | 0 | 0 | 0 | 0 | 0 | 0 | 0 | 0 | 0 | 0 | 0 | 0 | 0 | 0 | 0 | 0 | 0 | 0
28FP | Distribution losses | 28BL + 28.1FP | Ml/d | 2 | 0.81 | 0.68 | 0.647 | 1.23 | 1.23 | 1.095 | 1.082 | 1.07 | 1.058 | 1.045 | 1.033 | 1.009 | 0.984 | 0.959 | 0.935 | 0.91 | 0.873 | 0.849 | 0.824 | 0.799 | 0.775 | 0.738 | 0.738 | 0.726 | 0.713 | 0.701 | 0.676 | 0.664 | 0.652 | 0.64 | 0.627 | 0 | 0 | 0 | 0 | 0 | 0 | 0 | 0 | 0 | 0 | 0 | 0 | 0 | 0 | 0 | 0 | 0 | 0 | 0 | 0 | 0 | 0 | 0 | 0 | 0 | 0 | 0 | 0 | 0 | 0 | 0 | 0 | 0 | 0 | 0 | 0 | 0 | 0 | 0 | 0 | 0 | 0 | 0 | 0 | 0 | 0 | 0 | 0 | 0 | 0
29FP | Total Leakage | sum (23FP:28FP) | Ml/d | 2 | 0.9 | 0.86 | 0.813 | 1.54 | 1.55 | 1.415 | 1.402 | 1.39 | 1.358 | 1.345 | 1.333 | 1.309 | 1.284 | 1.259 | 1.235 | 1.21 | 1.173 | 1.149 | 1.124 | 1.099 | 1.075 | 1.038 | 1.038 | 1.026 | 1.013 | 1.001 | 0.976 | 0.964 | 0.952 | 0.94 | 0.927 | 0 | 0 | 0 | 0 | 0 | 0 | 0 | 0 | 0 | 0 | 0 | 0 | 0 | 0 | 0 | 0 | 0 | 0 | 0 | 0 | 0 | 0 | 0 | 0 | 0 | 0 | 0 | 0 | 0 | 0 | 0 | 0 | 0 | 0 | 0 | 0 | 0 | 0 | 0 | 0 | 0 | 0 | 0 | 0 | 0 | 0 | 0 | 0 | 0 | 0
30FP | Leakage/property | (29FP * 1,000,000) / (36FP * 1,000) | l/prop/d | 2 | 251.8892 | 232.684 | 215.4213 | 401.0417 | 395.4082 | 352.8678 | 341.9512 | 331.7422 | 323.3333 | 319.4774 | 315.8768 | 309.4563 | 302.8302 | 296.2353 | 289.9061 | 283.3724 | 274.0654 | 267.8322 | 261.3953 | 254.9884 | 248.8426 | 239.7229 | 239.1705 | 235.8621 | 232.3394 | 229.0618 | 222.8311 | 219.59 | 216.3636 | 213.1519 | 209.7285 | 0 | 0 | 0 | 0 | 0 | 0 | 0 | 0 | 0 | 0 | 0 | 0 | 0 | 0 | 0 | 0 | 0 | 0 | 0 | 0 | 0 | 0 | 0 | 0 | 0 | 0 | 0 | 0 | 0 | 0 | 0 | 0 | 0 | 0 | 0 | 0 | 0 | 0 | 0 | 0 | 0 | 0 | 0 | 0 | 0 | 0 | 0 | 0 | 0 | 0
31FP | Measured Non Household - properties | Input | 000's | 2 | 2019-20: 0.134; 2020-21: 0.153; 2021-22: 0.11; 2022-23: 0.112; 2023-24: 0.417; 2024-25: 0.417; 2025-26: 0.417; 2026-27: 0.417; 2027-28: 0.417; 2028-29: 0.417; 2029-30: 0.417; 2030-31: 0.417; 2031-32: 0.417; 2032-33: 0.417; 2033-34: 0.417; 2034-35: 0.417; 2035-36: 0.417; 2036-37: 0.417; 2037-38: 0.417; 2038-39: 0.417; 2039-40: 0.417; 2040-41: 0.417; 2041-42: 0.417; 2042-43: 0.417; 2043-44: 0.417; 2044-45: 0.417; 2045-46: 0.417; 2046-47: 0.417; 2047-48: 0.417; 2048-49: 0.417; 2049-50: 0.417
32FP | Unmeasured Non Household - properties | Input | 000's | 2 | 2019-20: 1.5; 2020-21: 1.517; 2021-22: 1.605; 2022-23: 1.605; 2023-24: 0; 2024-25: 0; 2025-26: 0; 2026-27: 0; 2027-28: 0; 2028-29: 0; 2029-30: 0; 2030-31: 0; 2031-32: 0; 2032-33: 0; 2033-34: 0; 2034-35: 0; 2035-36: 0; 2036-37: 0; 2037-38: 0; 2038-39: 0; 2039-40: 0; 2040-41: 0; 2041-42: 0; 2042-43: 0; 2043-44: 0; 2044-45: 0; 2045-46: 0; 2046-47: 0; 2047-48: 0; 2048-49: 0; 2049-50: 0
33FP | All void non-households - properties | Input | 000's | 2 | 2019-20: 0; 2020-21: 0; 2021-22: 0.002; 2022-23: 0; 2023-24: 0; 2024-25: 0; 2025-26: 0; 2026-27: 0; 2027-28: 0; 2028-29: 0; 2029-30: 0; 2030-31: 0; 2031-32: 0; 2032-33: 0; 2033-34: 0; 2034-35: 0; 2035-36: 0; 2036-37: 0; 2037-38: 0; 2038-39: 0; 2039-40: 0; 2040-41: 0; 2041-42: 0; 2042-43: 0; 2043-44: 0; 2044-45: 0; 2045-46: 0; 2046-47: 0; 2047-48: 0; 2048-49: 0; 2049-50: 0
34FP | Measured households - properties (excl. void) | Year before + sum (34.1BL:34.6BL) | 000's | 2 | 1.602 | 1.68 | 1.697 | 1.777 | 2.897 | 2.987 | 3.077 | 3.167 | 3.437 | 3.447 | 3.457 | 3.467 | 3.477 | 3.487 | 3.497 | 3.507 | 3.517 | 3.527 | 3.537 | 3.547 | 3.557 | 3.567 | 3.577 | 3.587 | 3.597 | 3.607 | 3.617 | 3.627 | 3.637 | 3.647 | 3.657 | 3.657 | 3.657 | 3.657 | 3.657 | 3.657 | 3.657 | 3.657 | 3.657 | 3.657 | 3.657 | 3.657 | 3.657 | 3.657 | 3.657 | 3.657 | 3.657 | 3.657 | 3.657 | 3.657 | 3.657 | 3.657 | 3.657 | 3.657 | 3.657 | 3.657 | 3.657 | 3.657 | 3.657 | 3.657 | 3.657 | 3.657 | 3.657 | 3.657 | 3.657 | 3.657 | 3.657 | 3.657 | 3.657 | 3.657 | 3.657 | 3.657 | 3.657 | 3.657 | 3.657 | 3.657 | 3.657 | 3.657 | 3.657 | 3.657 | 3.657
34.1FP | New build properties - properties | Input (new builds in each year) | 000's | 2 | 2019-20: 0; 2020-21: 0.078; 2021-22: 0.017; 2022-23: 0.08; 2023-24: 0.08; 2024-25: 0.09; 2025-26: 0.09; 2026-27: 0.09; 2027-28: 0.01; 2028-29: 0.01; 2029-30: 0.01; 2030-31: 0.01; 2031-32: 0.01; 2032-33: 0.01; 2033-34: 0.01; 2034-35: 0.01; 2035-36: 0.01; 2036-37: 0.01; 2037-38: 0.01; 2038-39: 0.01; 2039-40: 0.01; 2040-41: 0.01; 2041-42: 0.01; 2042-43: 0.01; 2043-44: 0.01; 2044-45: 0.01; 2045-46: 0.01; 2046-47: 0.01; 2047-48: 0.01; 2048-49: 0.01; 2049-50: 0.01
34.2FP | Meter optants - properties | Input (meter optants in each year) | 000's | 2 | 2019-20: 0; 2020-21: 0; 2021-22: 0; 2022-23: 0; 2023-24: 0; 2024-25: 0; 2025-26: 0; 2026-27: 0; 2027-28: 0; 2028-29: 0; 2029-30: 0; 2030-31: 0; 2031-32: 0; 2032-33: 0; 2033-34: 0; 2034-35: 0; 2035-36: 0; 2036-37: 0; 2037-38: 0; 2038-39: 0; 2039-40: 0; 2040-41: 0; 2041-42: 0; 2042-43: 0; 2043-44: 0; 2044-45: 0; 2045-46: 0; 2046-47: 0; 2047-48: 0; 2048-49: 0; 2049-50: 0
34.3FP | Compulsory metering - properties | Input (compulsory meters in each year) | 000's | 2 | 2019-20: 0; 2020-21: 0; 2021-22: 0; 2022-23: 0; 2023-24: 0; 2024-25: 0; 2025-26: 0; 2026-27: 0; 2027-28: 0; 2028-29: 0; 2029-30: 0; 2030-31: 0; 2031-32: 0; 2032-33: 0; 2033-34: 0; 2034-35: 0; 2035-36: 0; 2036-37: 0; 2037-38: 0; 2038-39: 0; 2039-40: 0; 2040-41: 0; 2041-42: 0; 2042-43: 0; 2043-44: 0; 2044-45: 0; 2045-46: 0; 2046-47: 0; 2047-48: 0; 2048-49: 0; 2049-50: 0
34.4FP | Metering on change of occupancy - properties | Input (change of occupancy meters in each year) | 000's | 2 | 2019-20: 0; 2020-21: 0; 2021-22: 0; 2022-23: 0; 2023-24: 0; 2024-25: 0; 2025-26: 0; 2026-27: 0; 2027-28: 0; 2028-29: 0; 2029-30: 0; 2030-31: 0; 2031-32: 0; 2032-33: 0; 2033-34: 0; 2034-35: 0; 2035-36: 0; 2036-37: 0; 2037-38: 0; 2038-39: 0; 2039-40: 0; 2040-41: 0; 2041-42: 0; 2042-43: 0; 2043-44: 0; 2044-45: 0; 2045-46: 0; 2046-47: 0; 2047-48: 0; 2048-49: 0; 2049-50: 0
34.5FP | Selective metering - properties | Input (selective meters in each year) | 000's | 2 | 2019-20: 0; 2020-21: 0; 2021-22: 0; 2022-23: 0; 2023-24: 0; 2024-25: 0; 2025-26: 0; 2026-27: 0; 2027-28: 0; 2028-29: 0; 2029-30: 0; 2030-31: 0; 2031-32: 0; 2032-33: 0; 2033-34: 0; 2034-35: 0; 2035-36: 0; 2036-37: 0; 2037-38: 0; 2038-39: 0; 2039-40: 0; 2040-41: 0; 2041-42: 0; 2042-43: 0; 2043-44: 0; 2044-45: 0; 2045-46: 0; 2046-47: 0; 2047-48: 0; 2048-49: 0; 2049-50: 0
34.6FP | Other changes to existing metering - properties | Input (other changes to meters in each year) | 000's | 2 | 2019-20: 0; 2020-21: 0; 2021-22: 0; 2022-23: 0; 2023-24: 1.04; 2024-25: 0; 2025-26: 0; 2026-27: 0; 2027-28: 0.26; 2028-29: 0; 2029-30: 0; 2030-31: 0; 2031-32: 0; 2032-33: 0; 2033-34: 0; 2034-35: 0; 2035-36: 0; 2036-37: 0; 2037-38: 0; 2038-39: 0; 2039-40: 0; 2040-41: 0; 2041-42: 0; 2042-43: 0; 2043-44: 0; 2044-45: 0; 2045-46: 0; 2046-47: 0; 2047-48: 0; 2048-49: 0; 2049-50: 0
34.7FP | Measured household void properties | Input | 000's | 2 | 2019-20: 0; 2020-21: 0; 2021-22: 0.014; 2022-23: 0; 2023-24: 0; 2024-25: 0; 2025-26: 0; 2026-27: 0; 2027-28: 0; 2028-29: 0; 2029-30: 0; 2030-31: 0; 2031-32: 0; 2032-33: 0; 2033-34: 0; 2034-35: 0; 2035-36: 0; 2036-37: 0; 2037-38: 0; 2038-39: 0; 2039-40: 0; 2040-41: 0; 2041-42: 0; 2042-43: 0; 2043-44: 0; 2044-45: 0; 2045-46: 0; 2046-47: 0; 2047-48: 0; 2048-49: 0; 2049-50: 0
35FP | Unmeasured households - properties (excl. void) | Input | 000's | 2 | 2019-20: 0.323; 2020-21: 0.336; 2021-22: 0.32; 2022-23: 0.326; 2023-24: 0.586; 2024-25: 0.586; 2025-26: 0.586; 2026-27: 0.586; 2027-28: 0.326; 2028-29: 0.326; 2029-30: 0.326; 2030-31: 0.326; 2031-32: 0.326; 2032-33: 0.326; 2033-34: 0.326; 2034-35: 0.326; 2035-36: 0.326; 2036-37: 0.326; 2037-38: 0.326; 2038-39: 0.326; 2039-40: 0.326; 2040-41: 0.326; 2041-42: 0.326; 2042-43: 0.326; 2043-44: 0.326; 2044-45: 0.326; 2045-46: 0.326; 2046-47: 0.326; 2047-48: 0.326; 2048-49: 0.326; 2049-50: 0.326
35.1FP | Unmeasured household void properties | Input | 000's | 2 | 2019-20: 0.014; 2020-21: 0.01; 2021-22: 0.026; 2022-23: 0.02; 2023-24: 0.02; 2024-25: 0.02; 2025-26: 0.02; 2026-27: 0.02; 2027-28: 0.02; 2028-29: 0.02; 2029-30: 0.02; 2030-31: 0.02; 2031-32: 0.02; 2032-33: 0.02; 2033-34: 0.02; 2034-35: 0.02; 2035-36: 0.02; 2036-37: 0.02; 2037-38: 0.02; 2038-39: 0.02; 2039-40: 0.02; 2040-41: 0.02; 2041-42: 0.02; 2042-43: 0.02; 2043-44: 0.02; 2044-45: 0.02; 2045-46: 0.02; 2046-47: 0.02; 2047-48: 0.02; 2048-49: 0.02; 2049-50: 0.02
36FP | Total Resource Zone Properties (incl. voids) | sum (31FP:34FP) + 34.7FP + 35BL + 35.1BL | 000's | 2 | 3.573 | 3.696 | 3.774 | 3.84 | 3.92 | 4.01 | 4.1 | 4.19 | 4.2 | 4.21 | 4.22 | 4.23 | 4.24 | 4.25 | 4.26 | 4.27 | 4.28 | 4.29 | 4.3 | 4.31 | 4.32 | 4.33 | 4.34 | 4.35 | 4.36 | 4.37 | 4.38 | 4.39 | 4.4 | 4.41 | 4.42 | 3.657 | 3.657 | 3.657 | 3.657 | 3.657 | 3.657 | 3.657 | 3.657 | 3.657 | 3.657 | 3.657 | 3.657 | 3.657 | 3.657 | 3.657 | 3.657 | 3.657 | 3.657 | 3.657 | 3.657 | 3.657 | 3.657 | 3.657 | 3.657 | 3.657 | 3.657 | 3.657 | 3.657 | 3.657 | 3.657 | 3.657 | 3.657 | 3.657 | 3.657 | 3.657 | 3.657 | 3.657 | 3.657 | 3.657 | 3.657 | 3.657 | 3.657 | 3.657 | 3.657 | 3.657 | 3.657 | 3.657 | 3.657 | 3.657 | 3.657
37FP | Measured Non Household - Population | Input | 000's | 2 | 2019-20: 0.322; 2020-21: 0.367; 2021-22: 0.264; 2022-23: 0.269; 2023-24: 6.269; 2024-25: 6.269; 2025-26: 6.269; 2026-27: 6.269; 2027-28: 6.269; 2028-29: 6.269; 2029-30: 6.269; 2030-31: 6.269; 2031-32: 6.269; 2032-33: 6.269; 2033-34: 6.269; 2034-35: 6.269; 2035-36: 6.269; 2036-37: 6.269; 2037-38: 6.269; 2038-39: 6.269; 2039-40: 6.269; 2040-41: 6.269; 2041-42: 6.269; 2042-43: 6.269; 2043-44: 6.269; 2044-45: 6.269; 2045-46: 6.269; 2046-47: 6.269; 2047-48: 6.269; 2048-49: 6.269; 2049-50: 6.269
38FP | Unmeasured Non Household - Population | Input | 000's | 2 | 2019-20: 8.732; 2020-21: 8.799; 2021-22: 9.309; 2022-23: 9.309; 2023-24: 0; 2024-25: 0; 2025-26: 0; 2026-27: 0; 2027-28: 0; 2028-29: 0; 2029-30: 0; 2030-31: 0; 2031-32: 0; 2032-33: 0; 2033-34: 0; 2034-35: 0; 2035-36: 0; 2036-37: 0; 2037-38: 0; 2038-39: 0; 2039-40: 0; 2040-41: 0; 2041-42: 0; 2042-43: 0; 2043-44: 0; 2044-45: 0; 2045-46: 0; 2046-47: 0; 2047-48: 0; 2048-49: 0; 2049-50: 0
39FP | Measured Household - Population | Input | 000's | 2 | 2019-20: 3.845; 2020-21: 4.032; 2021-22: 4.039; 2022-23: 4.265; 2023-24: 6.953; 2024-25: 7.169; 2025-26: 7.385; 2026-27: 7.601; 2027-28: 8.249; 2028-29: 8.273; 2029-30: 8.297; 2030-31: 8.321; 2031-32: 8.345; 2032-33: 8.369; 2033-34: 8.393; 2034-35: 8.417; 2035-36: 8.441; 2036-37: 8.465; 2037-38: 8.489; 2038-39: 8.513; 2039-40: 8.537; 2040-41: 8.561; 2041-42: 8.585; 2042-43: 8.609; 2043-44: 8.633; 2044-45: 8.657; 2045-46: 8.681; 2046-47: 8.705; 2047-48: 8.729; 2048-49: 8.753; 2049-50: 8.777
40FP | Unmeasured Household - Population | Input | 000's | 2 | 2019-20: 0.775; 2020-21: 0.806; 2021-22: 0.768; 2022-23: 0.782; 2023-24: 1.406; 2024-25: 1.406; 2025-26: 1.406; 2026-27: 1.406; 2027-28: 0.782; 2028-29: 0.782; 2029-30: 0.782; 2030-31: 0.782; 2031-32: 0.782; 2032-33: 0.782; 2033-34: 0.782; 2034-35: 0.782; 2035-36: 0.782; 2036-37: 0.782; 2037-38: 0.782; 2038-39: 0.782; 2039-40: 0.782; 2040-41: 0.782; 2041-42: 0.782; 2042-43: 0.782; 2043-44: 0.782; 2044-45: 0.782; 2045-46: 0.782; 2046-47: 0.782; 2047-48: 0.782; 2048-49: 0.782; 2049-50: 0.782
41FP | Total Resource Zone Population | sum (37FP:40FP) | 000's | 2 | 13.674 | 14.004 | 14.38 | 14.625 | 14.628 | 14.844 | 15.06 | 15.276 | 15.3 | 15.324 | 15.348 | 15.372 | 15.396 | 15.42 | 15.444 | 15.468 | 15.492 | 15.516 | 15.54 | 15.564 | 15.588 | 15.612 | 15.636 | 15.66 | 15.684 | 15.708 | 15.732 | 15.756 | 15.78 | 15.804 | 15.828 | 0 | 0 | 0 | 0 | 0 | 0 | 0 | 0 | 0 | 0 | 0 | 0 | 0 | 0 | 0 | 0 | 0 | 0 | 0 | 0 | 0 | 0 | 0 | 0 | 0 | 0 | 0 | 0 | 0 | 0 | 0 | 0 | 0 | 0 | 0 | 0 | 0 | 0 | 0 | 0 | 0 | 0 | 0 | 0 | 0 | 0 | 0 | 0 | 0 | 0
42FP | Average household occupancy rate (excl. voids) | (39FP + 40FP) / (34FP + 35FP) | h/prop | 1 | 2.4 | 2.3998 | 2.3832 | 2.3999 | 2.3999 | 2.3999 | 2.3999 | 2.3999 | 2.3999 | 2.3999 | 2.3999 | 2.3999 | 2.3999 | 2.3999 | 2.3999 | 2.3999 | 2.3999 | 2.3999 | 2.3999 | 2.3999 | 2.3999 | 2.3999 | 2.3999 | 2.3999 | 2.3999 | 2.3999 | 2.3999 | 2.3999 | 2.3999 | 2.3999 | 2.3999 | 0 | 0 | 0 | 0 | 0 | 0 | 0 | 0 | 0 | 0 | 0 | 0 | 0 | 0 | 0 | 0 | 0 | 0 | 0 | 0 | 0 | 0 | 0 | 0 | 0 | 0 | 0 | 0 | 0 | 0 | 0 | 0 | 0 | 0 | 0 | 0 | 0 | 0 | 0 | 0 | 0 | 0 | 0 | 0 | 0 | 0 | 0 | 0 | 0 | 0
43FP | Total Household Metering penetration (excl. voids) | 34FP / (34FP + 35FP) | % | 1 | 83.22% | 83.33% | 84.13% | 84.5% | 83.18% | 83.6% | 84% | 84.39% | 91.34% | 91.36% | 91.38% | 91.41% | 91.43% | 91.45% | 91.47% | 91.49% | 91.52% | 91.54% | 91.56% | 91.58% | 91.6% | 91.63% | 91.65% | 91.67% | 91.69% | 91.71% | 91.73% | 91.75% | 91.77% | 91.79% | 91.82% | 100% | 100% | 100% | 100% | 100% | 100% | 100% | 100% | 100% | 100% | 100% | 100% | 100% | 100% | 100% | 100% | 100% | 100% | 100% | 100% | 100% | 100% | 100% | 100% | 100% | 100% | 100% | 100% | 100% | 100% | 100% | 100% | 100% | 100% | 100% | 100% | 100% | 100% | 100% | 100% | 100% | 100% | 100% | 100% | 100% | 100% | 100% | 100% | 100% | 100%
44FP | Total Household Metering penetration (incl. voids) | (34FP) / (34FP + 34.7FP + 35FP + 35.1FP) | % | 1 | 82.62% | 82.92% | 82.5% | 83.7% | 82.7% | 83.13% | 83.55% | 83.94% | 90.85% | 90.88% | 90.9% | 90.93% | 90.95% | 90.97% | 91% | 91.02% | 91.04% | 91.07% | 91.09% | 91.11% | 91.14% | 91.16% | 91.18% | 91.2% | 91.22% | 91.25% | 91.27% | 91.29% | 91.31% | 91.33% | 91.36% | 100% | 100% | 100% | 100% | 100% | 100% | 100% | 100% | 100% | 100% | 100% | 100% | 100% | 100% | 100% | 100% | 100% | 100% | 100% | 100% | 100% | 100% | 100% | 100% | 100% | 100% | 100% | 100% | 100% | 100% | 100% | 100% | 100% | 100% | 100% | 100% | 100% | 100% | 100% | 100% | 100% | 100% | 100% | 100% | 100% | 100% | 100% | 100% | 100% | 100%
45FP | Distribution input | sum (12FP:15FP) + 21FP + 22FP + 27FP + 28FP | Ml/d | 2 | 4.63 | 3.92 | 3.888 | 5.382 | 4.97 | 4.706 | 4.729 | 4.743 | 4.762 | 4.755 | 4.724 | 4.721 | 4.697 | 4.703 | 4.66 | 4.651 | 4.61 | 4.617 | 4.608 | 4.564 | 4.561 | 4.515 | 4.556 | 4.525 | 4.518 | 4.522 | 4.503 | 4.522 | 4.526 | 4.495 | 4.503 | 0 | 0 | 0 | 0 | 0 | 0 | 0 | 0 | 0 | 0 | 0 | 0 | 0 | 0 | 0 | 0 | 0 | 0 | 0 | 0 | 0 | 0 | 0 | 0 | 0 | 0 | 0 | 0 | 0 | 0 | 0 | 0 | 0 | 0 | 0 | 0 | 0 | 0 | 0 | 0 | 0 | 0 | 0 | 0 | 0 | 0 | 0 | 0 | 0 | 0
46FP | Target headroom (climate change component) | Input | Ml/d | 2 | 2019-20: 0; 2020-21: 0; 2021-22: 0; 2022-23: 0; 2023-24: 0; 2024-25: 0; 2025-26: 0; 2026-27: 0; 2027-28: 0; 2028-29: 0; 2029-30: 0; 2030-31: 0; 2031-32: 0; 2032-33: 0; 2033-34: 0; 2034-35: 0; 2035-36: 0; 2036-37: 0; 2037-38: 0; 2038-39: 0; 2039-40: 0; 2040-41: 0; 2041-42: 0; 2042-43: 0; 2043-44: 0; 2044-45: 0; 2045-46: 0; 2046-47: 0; 2047-48: 0; 2048-49: 0; 2049-50: 0
47FP | Target headroom (All other components) | Input | Ml/d | 2 | 2019-20: 0.3; 2020-21: 0.3; 2021-22: 0.3; 2022-23: 0.33; 2023-24: 0.33; 2024-25: 0.33; 2025-26: 0.33; 2026-27: 0.33; 2027-28: 0.39; 2028-29: 0.39; 2029-30: 0.39; 2030-31: 0.39; 2031-32: 0.39; 2032-33: 0.44; 2033-34: 0.44; 2034-35: 0.44; 2035-36: 0.44; 2036-37: 0.44; 2037-38: 0.44; 2038-39: 0.44; 2039-40: 0.44; 2040-41: 0.52; 2041-42: 0.52; 2042-43: 0.52; 2043-44: 0.52; 2044-45: 0.52; 2045-46: 0.52; 2046-47: 0.52; 2047-48: 0.52; 2048-49: 0.52; 2049-50: 0.52
48FP | Target Headroom | 46FP + 47FP | Ml/d | 2 | 0.3 | 0.3 | 0.3 | 0.33 | 0.33 | 0.33 | 0.33 | 0.33 | 0.39 | 0.39 | 0.39 | 0.39 | 0.39 | 0.44 | 0.44 | 0.44 | 0.44 | 0.44 | 0.44 | 0.44 | 0.44 | 0.52 | 0.52 | 0.52 | 0.52 | 0.52 | 0.52 | 0.52 | 0.52 | 0.52 | 0.52 | 0 | 0 | 0 | 0 | 0 | 0 | 0 | 0 | 0 | 0 | 0 | 0 | 0 | 0 | 0 | 0 | 0 | 0 | 0 | 0 | 0 | 0 | 0 | 0 | 0 | 0 | 0 | 0 | 0 | 0 | 0 | 0 | 0 | 0 | 0 | 0 | 0 | 0 | 0 | 0 | 0 | 0 | 0 | 0 | 0 | 0 | 0 | 0 | 0 | 0
49FP | Available Headroom | 11FP - 45FP | Ml/d | 2 | 2.47 | 2.85 | 3.352 | 1.7719 | 1.2439 | 1.5079 | 1.4849 | 1.4709 | 1.4519 | 1.4589 | 1.4899 | 0.6529 | 0.6769 | 0.6709 | 0.7139 | 0.7229 | 0.7639 | 0.7569 | 0.7659 | 0.8099 | 0.8129 | 0.8589 | 0.8179 | 0.8489 | 0.8559 | 0.8519 | 0.8709 | 0.8519 | 0.8479 | 0.8789 | 0.8709 | 0 | 0 | 0 | 0 | 0 | 0 | 0 | 0 | 0 | 0 | 0 | 0 | 0 | 0 | 0 | 0 | 0 | 0 | 0 | 0 | 0 | 0 | 0 | 0 | 0 | 0 | 0 | 0 | 0 | 0 | 0 | 0 | 0 | 0 | 0 | 0 | 0 | 0 | 0 | 0 | 0 | 0 | 0 | 0 | 0 | 0 | 0 | 0 | 0 | 0
49.1FP | Available non-potable balance (if applicable) | 1.1FP - 12.1FP | Ml/d | 2 | 0 | 0 | 0 | 0 | 0 | 0 | 0 | 0 | 0 | 0 | 0 | 0 | 0 | 0 | 0 | 0 | 0 | 0 | 0 | 0 | 0 | 0 | 0 | 0 | 0 | 0 | 0 | 0 | 0 | 0 | 0 | 0 | 0 | 0 | 0 | 0 | 0 | 0 | 0 | 0 | 0 | 0 | 0 | 0 | 0 | 0 | 0 | 0 | 0 | 0 | 0 | 0 | 0 | 0 | 0 | 0 | 0 | 0 | 0 | 0 | 0 | 0 | 0 | 0 | 0 | 0 | 0 | 0 | 0 | 0 | 0 | 0 | 0 | 0 | 0 | 0 | 0 | 0 | 0 | 0 | 0
50FP | Supply Demand Balance | 49FP - 48FP | Ml/d | 2 | 2.17 | 2.55 | 3.052 | 1.4419 | 0.9139 | 1.1779 | 1.1549 | 1.1409 | 1.0619 | 1.0689 | 1.0999 | 0.2629 | 0.2869 | 0.2309 | 0.2739 | 0.2829 | 0.3239 | 0.3169 | 0.3259 | 0.3699 | 0.3729 | 0.3389 | 0.2979 | 0.3289 | 0.3359 | 0.3319 | 0.3509 | 0.3319 | 0.3279 | 0.3589 | 0.3509 | 0 | 0 | 0 | 0 | 0 | 0 | 0 | 0 | 0 | 0 | 0 | 0 | 0 | 0 | 0 | 0 | 0 | 0 | 0 | 0 | 0 | 0 | 0 | 0 | 0 | 0 | 0 | 0 | 0 | 0 | 0 | 0 | 0 | 0 | 0 | 0 | 0 | 0 | 0 | 0 | 0 | 0 | 0 | 0 | 0 | 0 | 0 | 0 | 0 | 0
Water Company | Veolia Water Projects Limited | Version
WRZ | VWPTDW | Planning Scenario
Table 3d: DYCP - Baseline
WRMP24 reference | Component | Derivation | Unit | Decimal places | 2019-20 | 2020-21 | 2021-22 | 2022-23 | 2023-24 | 2024-25 | 2025-26 | 2026-27 | 2027-28 | 2028-29 | 2029-30 | 2030-31 | 2031-32 | 2032-33 | 2033-34 | 2034-35 | 2035-36 | 2036-37 | 2037-38 | 2038-39 | 2039-40 | 2040-41 | 2041-42 | 2042-43 | 2043-44 | 2044-45 | 2045-46 | 2046-47 | 2047-48 | 2048-49 | 2049-50 | 2050-51 | 2051-52 | 2052-53 | 2053-54 | 2054-55 | 2055-56 | 2056-57 | 2057-58 | 2058-59 | 2059-60 | 2060-61 | 2061-62 | 2062-63 | 2063-64 | 2064-65 | 2065-66 | 2066-67 | 2067-68 | 2068-69 | 2069-70 | 2070-71 | 2071-72 | 2072-73 | 2073-74 | 2074-75 | 2075-76 | 2076-77 | 2077-78 | 2078-79 | 2079-80 | 2080-81 | 2081-82 | 2082-83 | 2083-84 | 2084-85 | 2085-86 | 2086-87 | 2087-88 | 2088-89 | 2089-90 | 2090-91 | 2091-92 | 2092-93 | 2093-94 | 2094-95 | 2095-96 | 2096-97 | 2097-98 | 2098-99 | 2099-100
1BL | Raw water abstracted | Input | Ml/d | 2 | 2019-20: 6.52; 2020-21: 6.34; 2021-22: 5.81; 2022-23: 8.1781; 2023-24: 8.2361; 2024-25: 8.2471; 2025-26: 8.2831; 2026-27: 8.3191; 2027-28: 8.3601; 2028-29: 8.3661; 2029-30: 8.3471; 2030-31: 8.3681; 2031-32: 8.3691; 2032-33: 8.4001; 2033-34: 8.3811; 2034-35: 8.3971; 2035-36: 8.4031; 2036-37: 8.4341; 2037-38: 8.4501; 2038-39: 8.4311; 2039-40: 8.4521; 2040-41: 8.4431; 2041-42: 8.4841; 2042-43: 8.4651; 2043-44: 8.4711; 2044-45: 8.4871; 2045-46: 8.4931; 2046-47: 8.5241; 2047-48: 8.5401; 2048-49: 8.5211; 2049-50: 8.5421
1.1BL | Non-potable water supplies | Input | Ml/d | 2 | 2019-20: 0; 2020-21: 0; 2021-22: 0; 2022-23: 0; 2023-24: 0; 2024-25: 0; 2025-26: 0; 2026-27: 0; 2027-28: 0; 2028-29: 0; 2029-30: 0; 2030-31: 0; 2031-32: 0; 2032-33: 0; 2033-34: 0; 2034-35: 0; 2035-36: 0; 2036-37: 0; 2037-38: 0; 2038-39: 0; 2039-40: 0; 2040-41: 0; 2041-42: 0; 2042-43: 0; 2043-44: 0; 2044-45: 0; 2045-46: 0; 2046-47: 0; 2047-48: 0; 2048-49: 0; 2049-50: 0
2BL | Raw water imported | Input | Ml/d | 2 | 2019-20: 0; 2020-21: 0; 2021-22: 0; 2022-23: 0; 2023-24: 0; 2024-25: 0; 2025-26: 0; 2026-27: 0; 2027-28: 0; 2028-29: 0; 2029-30: 0; 2030-31: 0; 2031-32: 0; 2032-33: 0; 2033-34: 0; 2034-35: 0; 2035-36: 0; 2036-37: 0; 2037-38: 0; 2038-39: 0; 2039-40: 0; 2040-41: 0; 2041-42: 0; 2042-43: 0; 2043-44: 0; 2044-45: 0; 2045-46: 0; 2046-47: 0; 2047-48: 0; 2048-49: 0; 2049-50: 0
3BL | Potable water imported | Input | Ml/d | 2 | 2019-20: 0; 2020-21: 0; 2021-22: 0; 2022-23: 0; 2023-24: 0; 2024-25: 0; 2025-26: 0; 2026-27: 0; 2027-28: 0; 2028-29: 0; 2029-30: 0; 2030-31: 0; 2031-32: 0; 2032-33: 0; 2033-34: 0; 2034-35: 0; 2035-36: 0; 2036-37: 0; 2037-38: 0; 2038-39: 0; 2039-40: 0; 2040-41: 0; 2041-42: 0; 2042-43: 0; 2043-44: 0; 2044-45: 0; 2045-46: 0; 2046-47: 0; 2047-48: 0; 2048-49: 0; 2049-50: 0
4BL | Raw water exported enter as -ve | Input | Ml/d | 2 | 2019-20: 0; 2020-21: 0; 2021-22: 0; 2022-23: 0; 2023-24: 0; 2024-25: 0; 2025-26: 0; 2026-27: 0; 2027-28: 0; 2028-29: 0; 2029-30: 0; 2030-31: 0; 2031-32: 0; 2032-33: 0; 2033-34: 0; 2034-35: 0; 2035-36: 0; 2036-37: 0; 2037-38: 0; 2038-39: 0; 2039-40: 0; 2040-41: 0; 2041-42: 0; 2042-43: 0; 2043-44: 0; 2044-45: 0; 2045-46: 0; 2046-47: 0; 2047-48: 0; 2048-49: 0; 2049-50: 0
5BL | Potable water exported enter as -ve | Input | Ml/d | 2 | 2019-20: -1.9; 2020-21: -2.19; 2021-22: -1.73; 2022-23: -2.74; 2023-24: -2.74; 2024-25: -2.74; 2025-26: -2.74; 2026-27: -2.74; 2027-28: -2.74; 2028-29: -2.74; 2029-30: -2.74; 2030-31: -2.74; 2031-32: -2.74; 2032-33: -2.74; 2033-34: -2.74; 2034-35: -2.74; 2035-36: -2.74; 2036-37: -2.74; 2037-38: -2.74; 2038-39: -2.74; 2039-40: -2.74; 2040-41: -2.74; 2041-42: -2.74; 2042-43: -2.74; 2043-44: -2.74; 2044-45: -2.74; 2045-46: -2.74; 2046-47: -2.74; 2047-48: -2.74; 2048-49: -2.74; 2049-50: -2.74
6BL | Deployable Output before forecast changes | Input | Ml/d | 2 | 2019-20: 9; 2020-21: 9; 2021-22: 9; 2022-23: 9; 2023-24: 9; 2024-25: 9; 2025-26: 9; 2026-27: 9; 2027-28: 9; 2028-29: 9; 2029-30: 9; 2030-31: 9; 2031-32: 9; 2032-33: 9; 2033-34: 9; 2034-35: 9; 2035-36: 9; 2036-37: 9; 2037-38: 9; 2038-39: 9; 2039-40: 9; 2040-41: 9; 2041-42: 9; 2042-43: 9; 2043-44: 9; 2044-45: 9; 2045-46: 9; 2046-47: 9; 2047-48: 9; 2048-49: 9; 2049-50: 9
6.1BL | Deployable Output post forecast changes | 6BL + 7BL | Ml/d | 2 | 9 | 9 | 9 | 9 | 9 | 9 | 9 | 9 | 9 | 9 | 9 | 8.16 | 8.16 | 8.16 | 8.16 | 8.16 | 8.16 | 8.16 | 8.16 | 8.16 | 8.16 | 8.16 | 8.16 | 8.16 | 8.16 | 8.16 | 8.16 | 8.16 | 8.16 | 8.16 | 8.16 | 0 | 0 | 0 | 0 | 0 | 0 | 0 | 0 | 0 | 0 | 0 | 0 | 0 | 0 | 0 | 0 | 0 | 0 | 0 | 0 | 0 | 0 | 0 | 0 | 0 | 0 | 0 | 0 | 0 | 0 | 0 | 0 | 0 | 0 | 0 | 0 | 0 | 0 | 0 | 0 | 0 | 0 | 0 | 0 | 0 | 0 | 0 | 0 | 0 | 0
7BL | Baseline forecast changes to Deployable Output | sum (7.1BL:7.6BL) | Ml/d | 2 | 0 | 0 | 0 | 0 | 0 | 0 | 0 | 0 | 0 | 0 | 0 | -0.84 | -0.84 | -0.84 | -0.84 | -0.84 | -0.84 | -0.84 | -0.84 | -0.84 | -0.84 | -0.84 | -0.84 | -0.84 | -0.84 | -0.84 | -0.84 | -0.84 | -0.84 | -0.84 | -0.84 | 0 | 0 | 0 | 0 | 0 | 0 | 0 | 0 | 0 | 0 | 0 | 0 | 0 | 0 | 0 | 0 | 0 | 0 | 0 | 0 | 0 | 0 | 0 | 0 | 0 | 0 | 0 | 0 | 0 | 0 | 0 | 0 | 0 | 0 | 0 | 0 | 0 | 0 | 0 | 0 | 0 | 0 | 0 | 0 | 0 | 0 | 0 | 0 | 0 | 0
7.1BL | Change in DO due to climate change | Input | Ml/d | 2 | 2019-20: 0; 2020-21: 0; 2021-22: 0; 2022-23: 0; 2023-24: 0; 2024-25: 0; 2025-26: 0; 2026-27: 0; 2027-28: 0; 2028-29: 0; 2029-30: 0; 2030-31: -0.84; 2031-32: -0.84; 2032-33: -0.84; 2033-34: -0.84; 2034-35: -0.84; 2035-36: -0.84; 2036-37: -0.84; 2037-38: -0.84; 2038-39: -0.84; 2039-40: -0.84; 2040-41: -0.84; 2041-42: -0.84; 2042-43: -0.84; 2043-44: -0.84; 2044-45: -0.84; 2045-46: -0.84; 2046-47: -0.84; 2047-48: -0.84; 2048-49: -0.84; 2049-50: -0.84
7.2BL | Total confirmed DO reductions to restore sustainable abstraction enter as -ve | Input | Ml/d | 2 | 2019-20: 0; 2020-21: 0; 2021-22: 0; 2022-23: 0; 2023-24: 0; 2024-25: 0; 2025-26: 0; 2026-27: 0; 2027-28: 0; 2028-29: 0; 2029-30: 0; 2030-31: 0; 2031-32: 0; 2032-33: 0; 2033-34: 0; 2034-35: 0; 2035-36: 0; 2036-37: 0; 2037-38: 0; 2038-39: 0; 2039-40: 0; 2040-41: 0; 2041-42: 0; 2042-43: 0; 2043-44: 0; 2044-45: 0; 2045-46: 0; 2046-47: 0; 2047-48: 0; 2048-49: 0; 2049-50: 0
7.3BL | Total expected DO reductions to restore sustainable abstraction (Environmental Destination) (excl. any confirmed reductions) enter as -ve | Input | Ml/d | 2 | 2019-20: 0; 2020-21: 0; 2021-22: 0; 2022-23: 0; 2023-24: 0; 2024-25: 0; 2025-26: 0; 2026-27: 0; 2027-28: 0; 2028-29: 0; 2029-30: 0; 2030-31: 0; 2031-32: 0; 2032-33: 0; 2033-34: 0; 2034-35: 0; 2035-36: 0; 2036-37: 0; 2037-38: 0; 2038-39: 0; 2039-40: 0; 2040-41: 0; 2041-42: 0; 2042-43: 0; 2043-44: 0; 2044-45: 0; 2045-46: 0; 2046-47: 0; 2047-48: 0; 2048-49: 0; 2049-50: 0
7.4BL | Change in DO from prolonged Outage reduction enter as -ve | Input | Ml/d | 2 | 2019-20: 0; 2020-21: 0; 2021-22: 0; 2022-23: 0; 2023-24: 0; 2024-25: 0; 2025-26: 0; 2026-27: 0; 2027-28: 0; 2028-29: 0; 2029-30: 0; 2030-31: 0; 2031-32: 0; 2032-33: 0; 2033-34: 0; 2034-35: 0; 2035-36: 0; 2036-37: 0; 2037-38: 0; 2038-39: 0; 2039-40: 0; 2040-41: 0; 2041-42: 0; 2042-43: 0; 2043-44: 0; 2044-45: 0; 2045-46: 0; 2046-47: 0; 2047-48: 0; 2048-49: 0; 2049-50: 0
7.5BL | Change in DO from drought measures | Zero for baseline | Ml/d | 2 | 0 | 0 | 0 | 0 | 0 | 0 | 0 | 0 | 0 | 0 | 0 | 0 | 0 | 0 | 0 | 0 | 0 | 0 | 0 | 0 | 0 | 0 | 0 | 0 | 0 | 0 | 0 | 0 | 0 | 0 | 0 | 0 | 0 | 0 | 0 | 0 | 0 | 0 | 0 | 0 | 0 | 0 | 0 | 0 | 0 | 0 | 0 | 0 | 0 | 0 | 0 | 0 | 0 | 0 | 0 | 0 | 0 | 0 | 0 | 0 | 0 | 0 | 0 | 0 | 0 | 0 | 0 | 0 | 0 | 0 | 0 | 0 | 0 | 0 | 0 | 0 | 0 | 0 | 0 | 0 | 0
7.6BL | Total other changes to DO (specify e.g. Nitrates) | Input | Ml/d | 2 | 2019-20: 0; 2020-21: 0; 2021-22: 0; 2022-23: 0; 2023-24: 0; 2024-25: 0; 2025-26: 0; 2026-27: 0; 2027-28: 0; 2028-29: 0; 2029-30: 0; 2030-31: 0; 2031-32: 0; 2032-33: 0; 2033-34: 0; 2034-35: 0; 2035-36: 0; 2036-37: 0; 2037-38: 0; 2038-39: 0; 2039-40: 0; 2040-41: 0; 2041-42: 0; 2042-43: 0; 2043-44: 0; 2044-45: 0; 2045-46: 0; 2046-47: 0; 2047-48: 0; 2048-49: 0; 2049-50: 0
8BL | Raw water losses, treatment works losses and operational use | Input | Ml/d | 2 | 2019-20: 0; 2020-21: 0.04; 2021-22: 0.01; 2022-23: 0.0061; 2023-24: 0.0061; 2024-25: 0.0061; 2025-26: 0.0061; 2026-27: 0.0061; 2027-28: 0.0061; 2028-29: 0.0061; 2029-30: 0.0061; 2030-31: 0.0061; 2031-32: 0.0061; 2032-33: 0.0061; 2033-34: 0.0061; 2034-35: 0.0061; 2035-36: 0.0061; 2036-37: 0.0061; 2037-38: 0.0061; 2038-39: 0.0061; 2039-40: 0.0061; 2040-41: 0.0061; 2041-42: 0.0061; 2042-43: 0.0061; 2043-44: 0.0061; 2044-45: 0.0061; 2045-46: 0.0061; 2046-47: 0.0061; 2047-48: 0.0061; 2048-49: 0.0061; 2049-50: 0.0061
9BL | Total Outage Allowance | Input | Ml/d | 2 | 2019-20: 0; 2020-21: 0; 2021-22: 0.02; 2022-23: 0.05; 2023-24: 0.05; 2024-25: 0.05; 2025-26: 0.05; 2026-27: 0.05; 2027-28: 0.05; 2028-29: 0.05; 2029-30: 0.05; 2030-31: 0.05; 2031-32: 0.05; 2032-33: 0.05; 2033-34: 0.05; 2034-35: 0.05; 2035-36: 0.05; 2036-37: 0.05; 2037-38: 0.05; 2038-39: 0.05; 2039-40: 0.05; 2040-41: 0.05; 2041-42: 0.05; 2042-43: 0.05; 2043-44: 0.05; 2044-45: 0.05; 2045-46: 0.05; 2046-47: 0.05; 2047-48: 0.05; 2048-49: 0.05; 2049-50: 0.05
10BL | Water Available For Use (own sources) | (6BL + 7BL) - (8BL + 9BL) | Ml/d | 2 | 9 | 8.96 | 8.97 | 8.9439 | 8.9439 | 8.9439 | 8.9439 | 8.9439 | 8.9439 | 8.9439 | 8.9439 | 8.1039 | 8.1039 | 8.1039 | 8.1039 | 8.1039 | 8.1039 | 8.1039 | 8.1039 | 8.1039 | 8.1039 | 8.1039 | 8.1039 | 8.1039 | 8.1039 | 8.1039 | 8.1039 | 8.1039 | 8.1039 | 8.1039 | 8.1039 | 0 | 0 | 0 | 0 | 0 | 0 | 0 | 0 | 0 | 0 | 0 | 0 | 0 | 0 | 0 | 0 | 0 | 0 | 0 | 0 | 0 | 0 | 0 | 0 | 0 | 0 | 0 | 0 | 0 | 0 | 0 | 0 | 0 | 0 | 0 | 0 | 0 | 0 | 0 | 0 | 0 | 0 | 0 | 0 | 0 | 0 | 0 | 0 | 0 | 0
11BL | Total Water Available For Use | 10BL + sum (2BL:5BL) | Ml/d | 2 | 7.1 | 6.77 | 7.24 | 6.2039 | 6.2039 | 6.2039 | 6.2039 | 6.2039 | 6.2039 | 6.2039 | 6.2039 | 5.3639 | 5.3639 | 5.3639 | 5.3639 | 5.3639 | 5.3639 | 5.3639 | 5.3639 | 5.3639 | 5.3639 | 5.3639 | 5.3639 | 5.3639 | 5.3639 | 5.3639 | 5.3639 | 5.3639 | 5.3639 | 5.3639 | 5.3639 | 0 | 0 | 0 | 0 | 0 | 0 | 0 | 0 | 0 | 0 | 0 | 0 | 0 | 0 | 0 | 0 | 0 | 0 | 0 | 0 | 0 | 0 | 0 | 0 | 0 | 0 | 0 | 0 | 0 | 0 | 0 | 0 | 0 | 0 | 0 | 0 | 0 | 0 | 0 | 0 | 0 | 0 | 0 | 0 | 0 | 0 | 0 | 0 | 0 | 0
12BL | Water delivered measured non-household | Input Note - consumption & uspl | Ml/d | 2 | 0.42 | 0.46 | 0.4 | 0.47 | 2.813 | 2.819 | 2.825 | 2.831 | 2.837 | 2.843 | 2.849 | 2.855 | 2.861 | 2.867 | 2.873 | 2.879 | 2.885 | 2.891 | 2.897 | 2.903 | 2.909 | 2.915 | 2.921 | 2.927 | 2.933 | 2.939 | 2.945 | 2.951 | 2.957 | 2.963 | 2.969
12.1BL | Non-potable water consumption | Input | Ml/d | 2 | 0 | 0 | 0 | 0 | 0 | 0 | 0 | 0 | 0 | 0 | 0 | 0 | 0 | 0 | 0 | 0 | 0 | 0 | 0 | 0 | 0 | 0 | 0 | 0 | 0 | 0 | 0 | 0 | 0 | 0 | 0
13BL | Water delivered unmeasured non-household | Input Note - consumption & uspl | Ml/d | 2 | 2.74 | 1.91 | 2.09 | 2.84 | 0 | 0 | 0 | 0 | 0 | 0 | 0 | 0 | 0 | 0 | 0 | 0 | 0 | 0 | 0 | 0 | 0 | 0 | 0 | 0 | 0 | 0 | 0 | 0 | 0 | 0 | 0
14BL | Water delivered measured household | Input Note - consumption & uspl | Ml/d | 2 | 0.51 | 0.7 | 0.67 | 0.73 | 1.16 | 1.19 | 1.22 | 1.25 | 1.26 | 1.26 | 1.26 | 1.26 | 1.27 | 1.27 | 1.27 | 1.28 | 1.28 | 1.28 | 1.29 | 1.29 | 1.29 | 1.29 | 1.3 | 1.3 | 1.3 | 1.31 | 1.31 | 1.31 | 1.32 | 1.32 | 1.32
15BL | Water delivered unmeasured household | Input Note - consumption & uspl | Ml/d | 2 | 0.14 | 0.16 | 0.08 | 0.1 | 0.2 | 0.2 | 0.2 | 0.2 | 0.2 | 0.2 | 0.2 | 0.2 | 0.2 | 0.2 | 0.2 | 0.2 | 0.2 | 0.2 | 0.2 | 0.2 | 0.2 | 0.2 | 0.2 | 0.2 | 0.2 | 0.2 | 0.2 | 0.2 | 0.2 | 0.2 | 0.2
16BL | Percentage of consumption driven by climate change | Input | % | 1 | 0% | 0% | 0% | 0% | 0% | 0% | 0% | 0% | 0% | 0% | 0% | 1% | 1% | 1% | 1% | 1% | 1% | 1% | 1% | 1% | 1% | 1% | 1% | 1% | 1% | 1% | 1% | 1% | 1% | 1% | 1%
17BL | Volume of consumption driven by climate change | 16BL * (12BL + sum(13BL:15BL) - sum (23BL:26BL)) | Ml/d | 2 | 0 | 0 | 0 | 0 | 0 | 0 | 0 | 0 | 0 | 0 | 0 | 0.03995 | 0.04011 | 0.04017 | 0.04023 | 0.04039 | 0.04045 | 0.04051 | 0.04067 | 0.04073 | 0.04079 | 0.04085 | 0.04101 | 0.04107 | 0.04113 | 0.04129 | 0.04135 | 0.04141 | 0.04157 | 0.04163 | 0.04169 | 0 | 0 | 0 | 0 | 0 | 0 | 0 | 0 | 0 | 0 | 0 | 0 | 0 | 0 | 0 | 0 | 0 | 0 | 0 | 0 | 0 | 0 | 0 | 0 | 0 | 0 | 0 | 0 | 0 | 0 | 0 | 0 | 0 | 0 | 0 | 0 | 0 | 0 | 0 | 0 | 0 | 0 | 0 | 0 | 0 | 0 | 0 | 0 | 0 | 0
18BL | Measured Household - PCC | ((14BL - 25BL) * 1,000,000) / (39BL *1,000) | l/h/d | 1 | 122.2367 | 153.7698 | 147.3137 | 138.3353 | 132.317 | 132.515 | 132.7014 | 132.8773 | 123.6514 | 123.2926 | 122.936 | 122.5814 | 123.4272 | 123.0732 | 122.7213 | 123.5595 | 123.2082 | 122.8588 | 123.6895 | 123.3408 | 122.994 | 122.6492 | 123.4712 | 123.127 | 122.7847 | 123.5994 | 123.2577 | 122.9179 | 123.7255 | 123.3863 | 123.0489 | #DIV/0! | #DIV/0! | #DIV/0! | #DIV/0! | #DIV/0! | #DIV/0! | #DIV/0! | #DIV/0! | #DIV/0! | #DIV/0! | #DIV/0! | #DIV/0! | #DIV/0! | #DIV/0! | #DIV/0! | #DIV/0! | #DIV/0! | #DIV/0! | #DIV/0! | #DIV/0! | #DIV/0! | #DIV/0! | #DIV/0! | #DIV/0! | #DIV/0! | #DIV/0! | #DIV/0! | #DIV/0! | #DIV/0! | #DIV/0! | #DIV/0! | #DIV/0! | #DIV/0! | #DIV/0! | #DIV/0! | #DIV/0! | #DIV/0! | #DIV/0! | #DIV/0! | #DIV/0! | #DIV/0! | #DIV/0! | #DIV/0! | #DIV/0! | #DIV/0! | #DIV/0! | #DIV/0! | #DIV/0! | #DIV/0! | #DIV/0!
19BL | Unmeasured Household - PCC | ((15BL - 26BL) * 1,000,000) / (40BL *1,000) | l/h/d | 1 | 129.0323 | 173.6973 | 84.6354 | 89.5141 | 106.6856 | 106.6856 | 106.6856 | 106.6856 | 191.8159 | 191.8159 | 191.8159 | 191.8159 | 191.8159 | 191.8159 | 191.8159 | 191.8159 | 191.8159 | 191.8159 | 191.8159 | 191.8159 | 191.8159 | 191.8159 | 191.8159 | 191.8159 | 191.8159 | 191.8159 | 191.8159 | 191.8159 | 191.8159 | 191.8159 | 191.8159 | #DIV/0! | #DIV/0! | #DIV/0! | #DIV/0! | #DIV/0! | #DIV/0! | #DIV/0! | #DIV/0! | #DIV/0! | #DIV/0! | #DIV/0! | #DIV/0! | #DIV/0! | #DIV/0! | #DIV/0! | #DIV/0! | #DIV/0! | #DIV/0! | #DIV/0! | #DIV/0! | #DIV/0! | #DIV/0! | #DIV/0! | #DIV/0! | #DIV/0! | #DIV/0! | #DIV/0! | #DIV/0! | #DIV/0! | #DIV/0! | #DIV/0! | #DIV/0! | #DIV/0! | #DIV/0! | #DIV/0! | #DIV/0! | #DIV/0! | #DIV/0! | #DIV/0! | #DIV/0! | #DIV/0! | #DIV/0! | #DIV/0! | #DIV/0! | #DIV/0! | #DIV/0! | #DIV/0! | #DIV/0! | #DIV/0! | #DIV/0!
20BL | Average Household - PCC | (((14BL - 25BL) + (15BL - 26BL)) * 1,000,000) / ((39BL + 40BL) *1,000) | l/h/d | 1 | 123.3766 | 157.0897 | 137.2998 | 130.7708 | 128.0057 | 128.2799 | 128.5406 | 128.7887 | 129.5538 | 129.2104 | 128.8688 | 128.5291 | 129.2867 | 128.9477 | 128.6104 | 129.3619 | 129.0253 | 128.6904 | 129.4359 | 129.1017 | 128.7692 | 128.4384 | 129.1769 | 128.8468 | 128.5183 | 129.251 | 128.9232 | 128.597 | 129.3239 | 128.9984 | 128.6745 | #DIV/0! | #DIV/0! | #DIV/0! | #DIV/0! | #DIV/0! | #DIV/0! | #DIV/0! | #DIV/0! | #DIV/0! | #DIV/0! | #DIV/0! | #DIV/0! | #DIV/0! | #DIV/0! | #DIV/0! | #DIV/0! | #DIV/0! | #DIV/0! | #DIV/0! | #DIV/0! | #DIV/0! | #DIV/0! | #DIV/0! | #DIV/0! | #DIV/0! | #DIV/0! | #DIV/0! | #DIV/0! | #DIV/0! | #DIV/0! | #DIV/0! | #DIV/0! | #DIV/0! | #DIV/0! | #DIV/0! | #DIV/0! | #DIV/0! | #DIV/0! | #DIV/0! | #DIV/0! | #DIV/0! | #DIV/0! | #DIV/0! | #DIV/0! | #DIV/0! | #DIV/0! | #DIV/0! | #DIV/0! | #DIV/0! | #DIV/0!
21BL | Water taken unbilled | Input | Ml/d | 2 | 0 | 0 | 0 | 0 | 0 | 0 | 0 | 0 | 0 | 0 | 0 | 0 | 0 | 0 | 0 | 0 | 0 | 0 | 0 | 0 | 0 | 0 | 0 | 0 | 0 | 0 | 0 | 0 | 0 | 0 | 0
22BL | Distribution system operational use | Input | Ml/d | 2 | 0.01 | 0.01 | 0.001 | 0.012 | 0.037 | 0.012 | 0.012 | 0.012 | 0.037 | 0.037 | 0.012 | 0.027 | 0.012 | 0.037 | 0.012 | 0.012 | 0.012 | 0.037 | 0.037 | 0.012 | 0.027 | 0.012 | 0.037 | 0.012 | 0.012 | 0.012 | 0.012 | 0.037 | 0.037 | 0.012 | 0.027
23BL | Measured Non Household - USPL | Input | Ml/d | 2 | 0 | 0.01 | 0.005 | 0.01 | 0.03 | 0.03 | 0.03 | 0.03 | 0.03 | 0.03 | 0.03 | 0.03 | 0.03 | 0.03 | 0.03 | 0.03 | 0.03 | 0.03 | 0.03 | 0.03 | 0.03 | 0.03 | 0.03 | 0.03 | 0.03 | 0.03 | 0.03 | 0.03 | 0.03 | 0.03 | 0.03
24BL | Unmeasured Non Household - USPL | Input | Ml/d | 2 | 0.01 | 0.07 | 0.071 | 0.13 | 0 | 0 | 0 | 0 | 0 | 0 | 0 | 0 | 0 | 0 | 0 | 0 | 0 | 0 | 0 | 0 | 0 | 0 | 0 | 0 | 0 | 0 | 0 | 0 | 0 | 0 | 0
25BL | Measured Household - USPL | Input | Ml/d | 2 | 0.04 | 0.08 | 0.075 | 0.14 | 0.24 | 0.24 | 0.24 | 0.24 | 0.24 | 0.24 | 0.24 | 0.24 | 0.24 | 0.24 | 0.24 | 0.24 | 0.24 | 0.24 | 0.24 | 0.24 | 0.24 | 0.24 | 0.24 | 0.24 | 0.24 | 0.24 | 0.24 | 0.24 | 0.24 | 0.24 | 0.24
26BL | Unmeasured Household - USPL | Input | Ml/d | 2 | 0.04 | 0.02 | 0.015 | 0.03 | 0.05 | 0.05 | 0.05 | 0.05 | 0.05 | 0.05 | 0.05 | 0.05 | 0.05 | 0.05 | 0.05 | 0.05 | 0.05 | 0.05 | 0.05 | 0.05 | 0.05 | 0.05 | 0.05 | 0.05 | 0.05 | 0.05 | 0.05 | 0.05 | 0.05 | 0.05 | 0.05
27BL | Void Properties - USPL | Input | Ml/d | 2 | 0 | 0 | 0 | 0 | 0 | 0 | 0 | 0 | 0 | 0 | 0 | 0 | 0 | 0 | 0 | 0 | 0 | 0 | 0 | 0 | 0 | 0 | 0 | 0 | 0 | 0 | 0 | 0 | 0 | 0 | 0
28BL | Distribution losses | Input | Ml/d | 2 | 0.81 | 0.68 | 0.647 | 1.23 | 1.23 | 1.23 | 1.23 | 1.23 | 1.23 | 1.23 | 1.23 | 1.23 | 1.23 | 1.23 | 1.23 | 1.23 | 1.23 | 1.23 | 1.23 | 1.23 | 1.23 | 1.23 | 1.23 | 1.23 | 1.23 | 1.23 | 1.23 | 1.23 | 1.23 | 1.23 | 1.23
29BL | Total Leakage | sum (23BL:28BL) | Ml/d | 2 | 0.9 | 0.86 | 0.813 | 1.54 | 1.55 | 1.55 | 1.55 | 1.55 | 1.55 | 1.55 | 1.55 | 1.55 | 1.55 | 1.55 | 1.55 | 1.55 | 1.55 | 1.55 | 1.55 | 1.55 | 1.55 | 1.55 | 1.55 | 1.55 | 1.55 | 1.55 | 1.55 | 1.55 | 1.55 | 1.55 | 1.55 | 0 | 0 | 0 | 0 | 0 | 0 | 0 | 0 | 0 | 0 | 0 | 0 | 0 | 0 | 0 | 0 | 0 | 0 | 0 | 0 | 0 | 0 | 0 | 0 | 0 | 0 | 0 | 0 | 0 | 0 | 0 | 0 | 0 | 0 | 0 | 0 | 0 | 0 | 0 | 0 | 0 | 0 | 0 | 0 | 0 | 0 | 0 | 0 | 0 | 0
30BL | Leakage/property | (29BL * 1,000,000) / (36BL * 1,000) | l/prop/d | 2 | 251.8892 | 232.684 | 215.4213 | 401.0417 | 395.4082 | 386.5337 | 378.0488 | 369.9284 | 369.0476 | 368.171 | 367.2986 | 366.4303 | 365.566 | 364.7059 | 363.8498 | 362.9977 | 362.1495 | 361.3054 | 360.4651 | 359.6288 | 358.7963 | 357.9677 | 357.1429 | 356.3218 | 355.5046 | 354.6911 | 353.8813 | 353.0752 | 352.2727 | 351.4739 | 350.6787 | 0 | 0 | 0 | 0 | 0 | 0 | 0 | 0 | 0 | 0 | 0 | 0 | 0 | 0 | 0 | 0 | 0 | 0 | 0 | 0 | 0 | 0 | 0 | 0 | 0 | 0 | 0 | 0 | 0 | 0 | 0 | 0 | 0 | 0 | 0 | 0 | 0 | 0 | 0 | 0 | 0 | 0 | 0 | 0 | 0 | 0 | 0 | 0 | 0 | 0
31BL | Measured Non Household - properties | Input | 000's | 2 | 0.134 | 0.153 | 0.11 | 0.112 | 0.417 | 0.417 | 0.417 | 0.417 | 0.417 | 0.417 | 0.417 | 0.417 | 0.417 | 0.417 | 0.417 | 0.417 | 0.417 | 0.417 | 0.417 | 0.417 | 0.417 | 0.417 | 0.417 | 0.417 | 0.417 | 0.417 | 0.417 | 0.417 | 0.417 | 0.417 | 0.417
32BL | Unmeasured Non Household - properties | Input | 000's | 2 | 1.5 | 1.517 | 1.605 | 1.605 | 0 | 0 | 0 | 0 | 0 | 0 | 0 | 0 | 0 | 0 | 0 | 0 | 0 | 0 | 0 | 0 | 0 | 0 | 0 | 0 | 0 | 0 | 0 | 0 | 0 | 0 | 0
33BL | All void non-households - properties | Input | 000's | 2 | 0 | 0 | 0.002 | 0 | 0 | 0 | 0 | 0 | 0 | 0 | 0 | 0 | 0 | 0 | 0 | 0 | 0 | 0 | 0 | 0 | 0 | 0 | 0 | 0 | 0 | 0 | 0 | 0 | 0 | 0 | 0
34BL | Measured households - properties (excl. void) | Year before + sum (34.1BL:34.6BL) | 000's | 2 | 1.602 | 1.68 | 1.697 | 1.777 | 2.897 | 2.987 | 3.077 | 3.167 | 3.177 | 3.187 | 3.197 | 3.207 | 3.217 | 3.227 | 3.237 | 3.247 | 3.257 | 3.267 | 3.277 | 3.287 | 3.297 | 3.307 | 3.317 | 3.327 | 3.337 | 3.347 | 3.357 | 3.367 | 3.377 | 3.387 | 3.397 | 3.397 | 3.397 | 3.397 | 3.397 | 3.397 | 3.397 | 3.397 | 3.397 | 3.397 | 3.397 | 3.397 | 3.397 | 3.397 | 3.397 | 3.397 | 3.397 | 3.397 | 3.397 | 3.397 | 3.397 | 3.397 | 3.397 | 3.397 | 3.397 | 3.397 | 3.397 | 3.397 | 3.397 | 3.397 | 3.397 | 3.397 | 3.397 | 3.397 | 3.397 | 3.397 | 3.397 | 3.397 | 3.397 | 3.397 | 3.397 | 3.397 | 3.397 | 3.397 | 3.397 | 3.397 | 3.397 | 3.397 | 3.397 | 3.397 | 3.397
34.1BL | New build properties - properties | Input (new builds in each year) | 000's | 2 | 0 | 0.078 | 0.017 | 0.08 | 0.08 | 0.09 | 0.09 | 0.09 | 0.01 | 0.01 | 0.01 | 0.01 | 0.01 | 0.01 | 0.01 | 0.01 | 0.01 | 0.01 | 0.01 | 0.01 | 0.01 | 0.01 | 0.01 | 0.01 | 0.01 | 0.01 | 0.01 | 0.01 | 0.01 | 0.01 | 0.01
34.2BL | Meter optants - properties | Input (meter optants in each year) | 000's | 2 | 0 | 0 | 0 | 0 | 0 | 0 | 0 | 0 | 0 | 0 | 0 | 0 | 0 | 0 | 0 | 0 | 0 | 0 | 0 | 0 | 0 | 0 | 0 | 0 | 0 | 0 | 0 | 0 | 0 | 0 | 0
34.3BL | Compulsory metering - properties | Input (compulsory meters in each year) | 000's | 2 | 0 | 0 | 0 | 0 | 0 | 0 | 0 | 0 | 0 | 0 | 0 | 0 | 0 | 0 | 0 | 0 | 0 | 0 | 0 | 0 | 0 | 0 | 0 | 0 | 0 | 0 | 0 | 0 | 0 | 0 | 0
34.4BL | Metering on change of occupancy - properties | Input (change of occupancy meters in each year) | 000's | 2 | 0 | 0 | 0 | 0 | 0 | 0 | 0 | 0 | 0 | 0 | 0 | 0 | 0 | 0 | 0 | 0 | 0 | 0 | 0 | 0 | 0 | 0 | 0 | 0 | 0 | 0 | 0 | 0 | 0 | 0 | 0
34.5BL | Selective metering - properties | Input (selective meters in each year) | 000's | 2 | 0 | 0 | 0 | 0 | 0 | 0 | 0 | 0 | 0 | 0 | 0 | 0 | 0 | 0 | 0 | 0 | 0 | 0 | 0 | 0 | 0 | 0 | 0 | 0 | 0 | 0 | 0 | 0 | 0 | 0 | 0
34.6BL | Other changes to existing metering - properties | Input (other changes to meters in each year) | 000's | 2 | 0 | 0 | 0 | 0 | 1.04 | 0 | 0 | 0 | 0 | 0 | 0 | 0 | 0 | 0 | 0 | 0 | 0 | 0 | 0 | 0 | 0 | 0 | 0 | 0 | 0 | 0 | 0 | 0 | 0 | 0 | 0
34.7BL | Measured household void properties | Input | 000's | 2 | 0 | 0 | 0.014 | 0 | 0 | 0 | 0 | 0 | 0 | 0 | 0 | 0 | 0 | 0 | 0 | 0 | 0 | 0 | 0 | 0 | 0 | 0 | 0 | 0 | 0 | 0 | 0 | 0 | 0 | 0 | 0
35BL | Unmeasured households - properties (excl. void) | Input | 000's | 2 | 0.323 | 0.336 | 0.32 | 0.326 | 0.586 | 0.586 | 0.586 | 0.586 | 0.586 | 0.586 | 0.586 | 0.586 | 0.586 | 0.586 | 0.586 | 0.586 | 0.586 | 0.586 | 0.586 | 0.586 | 0.586 | 0.586 | 0.586 | 0.586 | 0.586 | 0.586 | 0.586 | 0.586 | 0.586 | 0.586 | 0.586
35.1BL | Unmeasured household void properties | Input | 000's | 2 | 0.014 | 0.01 | 0.026 | 0.02 | 0.02 | 0.02 | 0.02 | 0.02 | 0.02 | 0.02 | 0.02 | 0.02 | 0.02 | 0.02 | 0.02 | 0.02 | 0.02 | 0.02 | 0.02 | 0.02 | 0.02 | 0.02 | 0.02 | 0.02 | 0.02 | 0.02 | 0.02 | 0.02 | 0.02 | 0.02 | 0.02
36BL | Total Resource Zone Properties (incl. voids) | sum (31BL:34BL) + 34.7BL + 35BL + 35.1BL | 000's | 2 | 3.573 | 3.696 | 3.774 | 3.84 | 3.92 | 4.01 | 4.1 | 4.19 | 4.2 | 4.21 | 4.22 | 4.23 | 4.24 | 4.25 | 4.26 | 4.27 | 4.28 | 4.29 | 4.3 | 4.31 | 4.32 | 4.33 | 4.34 | 4.35 | 4.36 | 4.37 | 4.38 | 4.39 | 4.4 | 4.41 | 4.42 | 3.397 | 3.397 | 3.397 | 3.397 | 3.397 | 3.397 | 3.397 | 3.397 | 3.397 | 3.397 | 3.397 | 3.397 | 3.397 | 3.397 | 3.397 | 3.397 | 3.397 | 3.397 | 3.397 | 3.397 | 3.397 | 3.397 | 3.397 | 3.397 | 3.397 | 3.397 | 3.397 | 3.397 | 3.397 | 3.397 | 3.397 | 3.397 | 3.397 | 3.397 | 3.397 | 3.397 | 3.397 | 3.397 | 3.397 | 3.397 | 3.397 | 3.397 | 3.397 | 3.397 | 3.397 | 3.397 | 3.397 | 3.397 | 3.397 | 3.397
37BL | Measured Non Household - Population | Input | 000's | 2 | 0.322 | 0.367 | 0.264 | 0.269 | 6.269 | 6.269 | 6.269 | 6.269 | 6.269 | 6.269 | 6.269 | 6.269 | 6.269 | 6.269 | 6.269 | 6.269 | 6.269 | 6.269 | 6.269 | 6.269 | 6.269 | 6.269 | 6.269 | 6.269 | 6.269 | 6.269 | 6.269 | 6.269 | 6.269 | 6.269 | 6.269
38BL | Unmeasured Non Household - Population | Input | 000's | 2 | 8.732 | 8.799 | 9.309 | 9.309 | 0 | 0 | 0 | 0 | 0 | 0 | 0 | 0 | 0 | 0 | 0 | 0 | 0 | 0 | 0 | 0 | 0 | 0 | 0 | 0 | 0 | 0 | 0 | 0 | 0 | 0 | 0
39BL | Measured Household - Population | Input | 000's | 2 | 3.845 | 4.032 | 4.039 | 4.265 | 6.953 | 7.169 | 7.385 | 7.601 | 8.249 | 8.273 | 8.297 | 8.321 | 8.345 | 8.369 | 8.393 | 8.417 | 8.441 | 8.465 | 8.489 | 8.513 | 8.537 | 8.561 | 8.585 | 8.609 | 8.633 | 8.657 | 8.681 | 8.705 | 8.729 | 8.753 | 8.777
40BL | Unmeasured Household - Population | Input | 000's | 2 | 0.775 | 0.806 | 0.768 | 0.782 | 1.406 | 1.406 | 1.406 | 1.406 | 0.782 | 0.782 | 0.782 | 0.782 | 0.782 | 0.782 | 0.782 | 0.782 | 0.782 | 0.782 | 0.782 | 0.782 | 0.782 | 0.782 | 0.782 | 0.782 | 0.782 | 0.782 | 0.782 | 0.782 | 0.782 | 0.782 | 0.782
41BL | Total Resource Zone Population | sum (37BL:40BL) | 000's | 2 | 13.674 | 14.004 | 14.38 | 14.625 | 14.628 | 14.844 | 15.06 | 15.276 | 15.3 | 15.324 | 15.348 | 15.372 | 15.396 | 15.42 | 15.444 | 15.468 | 15.492 | 15.516 | 15.54 | 15.564 | 15.588 | 15.612 | 15.636 | 15.66 | 15.684 | 15.708 | 15.732 | 15.756 | 15.78 | 15.804 | 15.828 | 0 | 0 | 0 | 0 | 0 | 0 | 0 | 0 | 0 | 0 | 0 | 0 | 0 | 0 | 0 | 0 | 0 | 0 | 0 | 0 | 0 | 0 | 0 | 0 | 0 | 0 | 0 | 0 | 0 | 0 | 0 | 0 | 0 | 0 | 0 | 0 | 0 | 0 | 0 | 0 | 0 | 0 | 0 | 0 | 0 | 0 | 0 | 0 | 0 | 0
42BL | Average household occupancy rate (excl. voids) | (39BL + 40BL) / (34BL + 35BL) | h/prop | 1 | 2.4 | 2.3998 | 2.3832 | 2.3999 | 2.3999 | 2.3999 | 2.3999 | 2.3999 | 2.3999 | 2.3999 | 2.3999 | 2.3999 | 2.3999 | 2.3999 | 2.3999 | 2.3999 | 2.3999 | 2.3999 | 2.3999 | 2.3999 | 2.3999 | 2.3999 | 2.3999 | 2.3999 | 2.3999 | 2.3999 | 2.3999 | 2.3999 | 2.3999 | 2.3999 | 2.3999 | 0 | 0 | 0 | 0 | 0 | 0 | 0 | 0 | 0 | 0 | 0 | 0 | 0 | 0 | 0 | 0 | 0 | 0 | 0 | 0 | 0 | 0 | 0 | 0 | 0 | 0 | 0 | 0 | 0 | 0 | 0 | 0 | 0 | 0 | 0 | 0 | 0 | 0 | 0 | 0 | 0 | 0 | 0 | 0 | 0 | 0 | 0 | 0 | 0 | 0
43BL | Total Household Metering penetration (excl. voids) | 34BL / (34BL + 35BL) | % | 1 | 83.22% | 83.33% | 84.13% | 84.5% | 83.18% | 83.6% | 84% | 84.39% | 84.43% | 84.47% | 84.51% | 84.55% | 84.59% | 84.63% | 84.67% | 84.71% | 84.75% | 84.79% | 84.83% | 84.87% | 84.91% | 84.95% | 84.99% | 85.02% | 85.06% | 85.1% | 85.14% | 85.18% | 85.21% | 85.25% | 85.29% | 100% | 100% | 100% | 100% | 100% | 100% | 100% | 100% | 100% | 100% | 100% | 100% | 100% | 100% | 100% | 100% | 100% | 100% | 100% | 100% | 100% | 100% | 100% | 100% | 100% | 100% | 100% | 100% | 100% | 100% | 100% | 100% | 100% | 100% | 100% | 100% | 100% | 100% | 100% | 100% | 100% | 100% | 100% | 100% | 100% | 100% | 100% | 100% | 100% | 100%
44BL | Total Household Metering penetration (incl. voids) | (34BL) / (34BL + 34.7BL + 35BL + 35.1BL) | % | 1 | 82.62% | 82.92% | 82.5% | 83.7% | 82.7% | 83.13% | 83.55% | 83.94% | 83.98% | 84.02% | 84.07% | 84.11% | 84.15% | 84.19% | 84.23% | 84.27% | 84.31% | 84.35% | 84.39% | 84.43% | 84.47% | 84.51% | 84.55% | 84.59% | 84.63% | 84.67% | 84.71% | 84.75% | 84.79% | 84.82% | 84.86% | 100% | 100% | 100% | 100% | 100% | 100% | 100% | 100% | 100% | 100% | 100% | 100% | 100% | 100% | 100% | 100% | 100% | 100% | 100% | 100% | 100% | 100% | 100% | 100% | 100% | 100% | 100% | 100% | 100% | 100% | 100% | 100% | 100% | 100% | 100% | 100% | 100% | 100% | 100% | 100% | 100% | 100% | 100% | 100% | 100% | 100% | 100% | 100% | 100% | 100%
45BL | Distribution input | sum (12BL:15BL) +21BL + 22BL + 27BL + 28BL | Ml/d | 2 | 4.63 | 3.92 | 3.888 | 5.382 | 5.44 | 5.451 | 5.487 | 5.523 | 5.564 | 5.57 | 5.551 | 5.572 | 5.573 | 5.604 | 5.585 | 5.601 | 5.607 | 5.638 | 5.654 | 5.635 | 5.656 | 5.647 | 5.688 | 5.669 | 5.675 | 5.691 | 5.697 | 5.728 | 5.744 | 5.725 | 5.746 | 0 | 0 | 0 | 0 | 0 | 0 | 0 | 0 | 0 | 0 | 0 | 0 | 0 | 0 | 0 | 0 | 0 | 0 | 0 | 0 | 0 | 0 | 0 | 0 | 0 | 0 | 0 | 0 | 0 | 0 | 0 | 0 | 0 | 0 | 0 | 0 | 0 | 0 | 0 | 0 | 0 | 0 | 0 | 0 | 0 | 0 | 0 | 0 | 0 | 0
46BL | Target headroom (climate change component) | Input | Ml/d | 2 | 0 | 0 | 0 | 0 | 0 | 0 | 0 | 0 | 0 | 0 | 0 | 0 | 0 | 0 | 0 | 0 | 0 | 0 | 0 | 0 | 0 | 0 | 0 | 0 | 0 | 0 | 0 | 0 | 0 | 0 | 0
47BL | Target headroom (All other components) | Input | Ml/d | 2 | 0.3 | 0.3 | 0.3 | 0.33 | 0.33 | 0.33 | 0.33 | 0.33 | 0.39 | 0.39 | 0.39 | 0.39 | 0.39 | 0.44 | 0.44 | 0.44 | 0.44 | 0.44 | 0.44 | 0.44 | 0.44 | 0.52 | 0.52 | 0.52 | 0.52 | 0.52 | 0.52 | 0.52 | 0.52 | 0.52 | 0.52
48BL | Target Headroom | 46BL + 47BL | Ml/d | 2 | 0.3 | 0.3 | 0.3 | 0.33 | 0.33 | 0.33 | 0.33 | 0.33 | 0.39 | 0.39 | 0.39 | 0.39 | 0.39 | 0.44 | 0.44 | 0.44 | 0.44 | 0.44 | 0.44 | 0.44 | 0.44 | 0.52 | 0.52 | 0.52 | 0.52 | 0.52 | 0.52 | 0.52 | 0.52 | 0.52 | 0.52 | 0 | 0 | 0 | 0 | 0 | 0 | 0 | 0 | 0 | 0 | 0 | 0 | 0 | 0 | 0 | 0 | 0 | 0 | 0 | 0 | 0 | 0 | 0 | 0 | 0 | 0 | 0 | 0 | 0 | 0 | 0 | 0 | 0 | 0 | 0 | 0 | 0 | 0 | 0 | 0 | 0 | 0 | 0 | 0 | 0 | 0 | 0 | 0 | 0 | 0
49BL | Available Headroom | 11BL - 45BL | Ml/d | 2 | 2.47 | 2.85 | 3.352 | 0.8219 | 0.7639 | 0.7529 | 0.7169 | 0.6809 | 0.6399 | 0.6339 | 0.6529 | -0.2081 | -0.2091 | -0.2401 | -0.2211 | -0.2371 | -0.2431 | -0.2741 | -0.2901 | -0.2711 | -0.2921 | -0.2831 | -0.3241 | -0.3051 | -0.3111 | -0.3271 | -0.3331 | -0.3641 | -0.3801 | -0.3611 | -0.3821 | 0 | 0 | 0 | 0 | 0 | 0 | 0 | 0 | 0 | 0 | 0 | 0 | 0 | 0 | 0 | 0 | 0 | 0 | 0 | 0 | 0 | 0 | 0 | 0 | 0 | 0 | 0 | 0 | 0 | 0 | 0 | 0 | 0 | 0 | 0 | 0 | 0 | 0 | 0 | 0 | 0 | 0 | 0 | 0 | 0 | 0 | 0 | 0 | 0 | 0
49.1BL | Available non-potable balance (if applicable) | 1.1BL -12.1BL | Ml/d | 2 | 0 | 0 | 0 | 0 | 0 | 0 | 0 | 0 | 0 | 0 | 0 | 0 | 0 | 0 | 0 | 0 | 0 | 0 | 0 | 0 | 0 | 0 | 0 | 0 | 0 | 0 | 0 | 0 | 0 | 0 | 0 | 0 | 0 | 0 | 0 | 0 | 0 | 0 | 0 | 0 | 0 | 0 | 0 | 0 | 0 | 0 | 0 | 0 | 0 | 0 | 0 | 0 | 0 | 0 | 0 | 0 | 0 | 0 | 0 | 0 | 0 | 0 | 0 | 0 | 0 | 0 | 0 | 0 | 0 | 0 | 0 | 0 | 0 | 0 | 0 | 0 | 0 | 0 | 0 | 0 | 0
50BL | Supply Demand Balance |  | Ml/d | 2 | 2.17 | 2.55 | 3.052 | 0.4919 | 0.4339 | 0.4229 | 0.3869 | 0.3509 | 0.2499 | 0.2439 | 0.2629 | -0.5981 | -0.5991 | -0.6801 | -0.6611 | -0.6771 | -0.6831 | -0.7141 | -0.7301 | -0.7111 | -0.7321 | -0.8031 | -0.8441 | -0.8251 | -0.8311 | -0.8471 | -0.8531 | -0.8841 | -0.9001 | -0.8811 | -0.9021 | 0 | 0 | 0 | 0 | 0 | 0 | 0 | 0 | 0 | 0 | 0 | 0 | 0 | 0 | 0 | 0 | 0 | 0 | 0 | 0 | 0 | 0 | 0 | 0 | 0 | 0 | 0 | 0 | 0 | 0 | 0 | 0 | 0 | 0 | 0 | 0 | 0 | 0 | 0 | 0 | 0 | 0 | 0 | 0 | 0 | 0 | 0 | 0 | 0 | 0
Table 3e: DYCP - Final plan Options
WRMP24 reference | Option type | Cat ID | Unit | Decimal places | 2019-20 | 2020-21 | 2021-22 | 2022-23 | 2023-24 | 2024-25 | 2025-26 | 2026-27 | 2027-28 | 2028-29 | 2029-30 | 2030-31 | 2031-32 | 2032-33 | 2033-34 | 2034-35 | 2035-36 | 2036-37 | 2037-38 | 2038-39 | 2039-40 | 2040-41 | 2041-42 | 2042-43 | 2043-44 | 2044-45 | 2045-46 | 2046-47 | 2047-48 | 2048-49 | 2049-50 | 2050-51 | 2051-52 | 2052-53 | 2053-54 | 2054-55 | 2055-56 | 2056-57 | 2057-58 | 2058-59 | 2059-60 | 2060-61 | 2061-62 | 2062-63 | 2063-64 | 2064-65 | 2065-66 | 2066-67 | 2067-68 | 2068-69 | 2069-70 | 2070-71 | 2071-72 | 2072-73 | 2073-74 | 2074-75 | 2075-76 | 2076-77 | 2077-78 | 2078-79 | 2079-80 | 2080-81 | 2081-82 | 2082-83 | 2083-84 | 2084-85 | 2085-86 | 2086-87 | 2087-88 | 2088-89 | 2089-90 | 2090-91 | 2091-92 | 2092-93 | 2093-94 | 2094-95 | 2095-96 | 2096-97 | 2097-98 | 2098-99 | 2099-100
1.11FP | Non potable supplies input reductions as -ve and increases as +ve | RSNPS | Ml/d | 2 | 2019-20: 0; 2020-21: 0; 2021-22: 0; 2022-23: 0; 2023-24: 0; 2024-25: 0; 2025-26: 0; 2026-27: 0; 2027-28: 0; 2028-29: 0; 2029-30: 0; 2030-31: 0; 2031-32: 0; 2032-33: 0; 2033-34: 0; 2034-35: 0; 2035-36: 0; 2036-37: 0; 2037-38: 0; 2038-39: 0; 2039-40: 0; 2040-41: 0; 2041-42: 0; 2042-43: 0; 2043-44: 0; 2044-45: 0; 2045-46: 0; 2046-47: 0; 2047-48: 0; 2048-49: 0; 2049-50: 0
2.1FP | Raw water imports | RSRWI | Ml/d | 2 | 2019-20: 0; 2020-21: 0; 2021-22: 0; 2022-23: 0; 2023-24: 0; 2024-25: 0; 2025-26: 0; 2026-27: 0; 2027-28: 0; 2028-29: 0; 2029-30: 0; 2030-31: 0; 2031-32: 0; 2032-33: 0; 2033-34: 0; 2034-35: 0; 2035-36: 0; 2036-37: 0; 2037-38: 0; 2038-39: 0; 2039-40: 0; 2040-41: 0; 2041-42: 0; 2042-43: 0; 2043-44: 0; 2044-45: 0; 2045-46: 0; 2046-47: 0; 2047-48: 0; 2048-49: 0; 2049-50: 0
3.1FP | Potable water imports input reductions as -ve | RSPWI | Ml/d | 2 | 2019-20: 0; 2020-21: 0; 2021-22: 0; 2022-23: 0; 2023-24: 0; 2024-25: 0; 2025-26: 0; 2026-27: 0; 2027-28: 0; 2028-29: 0; 2029-30: 0; 2030-31: 0; 2031-32: 0; 2032-33: 0; 2033-34: 0; 2034-35: 0; 2035-36: 0; 2036-37: 0; 2037-38: 0; 2038-39: 0; 2039-40: 0; 2040-41: 0; 2041-42: 0; 2042-43: 0; 2043-44: 0; 2044-45: 0; 2045-46: 0; 2046-47: 0; 2047-48: 0; 2048-49: 0; 2049-50: 0
4.1FP | Raw water exports input reductions as +ve and increases as -ve | RSRWE | Ml/d | 2 | 2019-20: 0; 2020-21: 0; 2021-22: 0; 2022-23: 0; 2023-24: 0; 2024-25: 0; 2025-26: 0; 2026-27: 0; 2027-28: 0; 2028-29: 0; 2029-30: 0; 2030-31: 0; 2031-32: 0; 2032-33: 0; 2033-34: 0; 2034-35: 0; 2035-36: 0; 2036-37: 0; 2037-38: 0; 2038-39: 0; 2039-40: 0; 2040-41: 0; 2041-42: 0; 2042-43: 0; 2043-44: 0; 2044-45: 0; 2045-46: 0; 2046-47: 0; 2047-48: 0; 2048-49: 0; 2049-50: 0
5.1FP | Potable water exports input reductions as +ve and increases as -ve | RSPWE | Ml/d | 2 | 2019-20: 0; 2020-21: 0; 2021-22: 0; 2022-23: 0; 2023-24: 0; 2024-25: 0; 2025-26: 0; 2026-27: 0; 2027-28: 0; 2028-29: 0; 2029-30: 0; 2030-31: 0; 2031-32: 0; 2032-33: 0; 2033-34: 0; 2034-35: 0; 2035-36: 0; 2036-37: 0; 2037-38: 0; 2038-39: 0; 2039-40: 0; 2040-41: 0; 2041-42: 0; 2042-43: 0; 2043-44: 0; 2044-45: 0; 2045-46: 0; 2046-47: 0; 2047-48: 0; 2048-49: 0; 2049-50: 0
6.2FP | DO benefit from increase raw water abstractions | RSRWA | Ml/d | 2 | 2019-20: 0; 2020-21: 0; 2021-22: 0; 2022-23: 0; 2023-24: 0; 2024-25: 0; 2025-26: 0; 2026-27: 0; 2027-28: 0; 2028-29: 0; 2029-30: 0; 2030-31: 0; 2031-32: 0; 2032-33: 0; 2033-34: 0; 2034-35: 0; 2035-36: 0; 2036-37: 0; 2037-38: 0; 2038-39: 0; 2039-40: 0; 2040-41: 0; 2041-42: 0; 2042-43: 0; 2043-44: 0; 2044-45: 0; 2045-46: 0; 2046-47: 0; 2047-48: 0; 2048-49: 0; 2049-50: 0
6.3FP | Other options to increase deployable output | RSIPO | Ml/d | 2 | 2019-20: 0; 2020-21: 0; 2021-22: 0; 2022-23: 0; 2023-24: 0; 2024-25: 0; 2025-26: 0; 2026-27: 0; 2027-28: 0; 2028-29: 0; 2029-30: 0; 2030-31: 0; 2031-32: 0; 2032-33: 0; 2033-34: 0; 2034-35: 0; 2035-36: 0; 2036-37: 0; 2037-38: 0; 2038-39: 0; 2039-40: 0; 2040-41: 0; 2041-42: 0; 2042-43: 0; 2043-44: 0; 2044-45: 0; 2045-46: 0; 2046-47: 0; 2047-48: 0; 2048-49: 0; 2049-50: 0
7.01FP | DO benefit from supply side drought measures | RSDPS | Ml/d | 2 | 2019-20: 0; 2020-21: 0; 2021-22: 0; 2022-23: 0; 2023-24: 0; 2024-25: 0; 2025-26: 0; 2026-27: 0; 2027-28: 0; 2028-29: 0; 2029-30: 0; 2030-31: 0; 2031-32: 0; 2032-33: 0; 2033-34: 0; 2034-35: 0; 2035-36: 0; 2036-37: 0; 2037-38: 0; 2038-39: 0; 2039-40: 0; 2040-41: 0; 2041-42: 0; 2042-43: 0; 2043-44: 0; 2044-45: 0; 2045-46: 0; 2046-47: 0; 2047-48: 0; 2048-49: 0; 2049-50: 0
7.02FP | DO benefit from demand side drought measures | RSDPD | Ml/d | 2 | 2019-20: 0; 2020-21: 0; 2021-22: 0; 2022-23: 0; 2023-24: 0; 2024-25: 0; 2025-26: 0; 2026-27: 0; 2027-28: 0; 2028-29: 0; 2029-30: 0; 2030-31: 0; 2031-32: 0; 2032-33: 0; 2033-34: 0; 2034-35: 0; 2035-36: 0; 2036-37: 0; 2037-38: 0; 2038-39: 0; 2039-40: 0; 2040-41: 0; 2041-42: 0; 2042-43: 0; 2043-44: 0; 2044-45: 0; 2045-46: 0; 2046-47: 0; 2047-48: 0; 2048-49: 0; 2049-50: 0
8.1FP | Reduce raw water losses and operational use input as -ve | RSLOU | Ml/d | 2 | 2019-20: 0; 2020-21: 0; 2021-22: 0; 2022-23: 0; 2023-24: 0; 2024-25: 0; 2025-26: 0; 2026-27: 0; 2027-28: 0; 2028-29: 0; 2029-30: 0; 2030-31: 0; 2031-32: 0; 2032-33: 0; 2033-34: 0; 2034-35: 0; 2035-36: 0; 2036-37: 0; 2037-38: 0; 2038-39: 0; 2039-40: 0; 2040-41: 0; 2041-42: 0; 2042-43: 0; 2043-44: 0; 2044-45: 0; 2045-46: 0; 2046-47: 0; 2047-48: 0; 2048-49: 0; 2049-50: 0
8.2FP | Reduce treatment works losses input as -ve | PSTWL | Ml/d | 2 | 2019-20: 0; 2020-21: 0; 2021-22: 0; 2022-23: 0; 2023-24: 0; 2024-25: 0; 2025-26: 0; 2026-27: 0; 2027-28: 0; 2028-29: 0; 2029-30: 0; 2030-31: 0; 2031-32: 0; 2032-33: 0; 2033-34: 0; 2034-35: 0; 2035-36: 0; 2036-37: 0; 2037-38: 0; 2038-39: 0; 2039-40: 0; 2040-41: 0; 2041-42: 0; 2042-43: 0; 2043-44: 0; 2044-45: 0; 2045-46: 0; 2046-47: 0; 2047-48: 0; 2048-49: 0; 2049-50: 0
9.1FP | Reduce outages input as -ve | PSROU | Ml/d | 2 | 2019-20: 0; 2020-21: 0; 2021-22: 0; 2022-23: 0; 2023-24: 0; 2024-25: 0; 2025-26: 0; 2026-27: 0; 2027-28: 0; 2028-29: 0; 2029-30: 0; 2030-31: 0; 2031-32: 0; 2032-33: 0; 2033-34: 0; 2034-35: 0; 2035-36: 0; 2036-37: 0; 2037-38: 0; 2038-39: 0; 2039-40: 0; 2040-41: 0; 2041-42: 0; 2042-43: 0; 2043-44: 0; 2044-45: 0; 2045-46: 0; 2046-47: 0; 2047-48: 0; 2048-49: 0; 2049-50: 0
12.2FP | Change volume delivered to measured non households input reductions as -ve, line to include both measured non-household consumption and USPL options | CVMNH | Ml/d | 2 | 2019-20: 0; 2020-21: 0; 2021-22: 0; 2022-23: 0; 2023-24: -0.47; 2024-25: -0.47; 2025-26: -0.47; 2026-27: -0.47; 2027-28: -0.47; 2028-29: -0.47; 2029-30: -0.47; 2030-31: -0.47; 2031-32: -0.47; 2032-33: -0.47; 2033-34: -0.47; 2034-35: -0.47; 2035-36: -0.48; 2036-37: -0.48; 2037-38: -0.48; 2038-39: -0.48; 2039-40: -0.48; 2040-41: -0.48; 2041-42: -0.48; 2042-43: -0.48; 2043-44: -0.48; 2044-45: -0.48; 2045-46: -0.48; 2046-47: -0.48; 2047-48: -0.48; 2048-49: -0.48; 2049-50: -0.48
13.1FP | Change volume delivered to unmeasured non households input reductions as -ve, line to include both unmeasured non-household consumption and USPL options | CVUNH | Ml/d | 2 | 2019-20: 0; 2020-21: 0; 2021-22: 0; 2022-23: 0; 2023-24: 0; 2024-25: 0; 2025-26: 0; 2026-27: 0; 2027-28: 0; 2028-29: 0; 2029-30: 0; 2030-31: 0; 2031-32: 0; 2032-33: 0; 2033-34: 0; 2034-35: 0; 2035-36: 0; 2036-37: 0; 2037-38: 0; 2038-39: 0; 2039-40: 0; 2040-41: 0; 2041-42: 0; 2042-43: 0; 2043-44: 0; 2044-45: 0; 2045-46: 0; 2046-47: 0; 2047-48: 0; 2048-49: 0; 2049-50: 0
14.1FP | Change volume delivered to measured households input reductions as -ve, line to include both measured household consumption and USPL options | CVMHH | Ml/d | 2 | 2019-20: 0; 2020-21: 0; 2021-22: 0; 2022-23: 0; 2023-24: 0; 2024-25: -0.12; 2025-26: -0.12; 2026-27: -0.13; 2027-28: -0.05; 2028-29: -0.05; 2029-30: -0.05; 2030-31: -0.05; 2031-32: -0.05; 2032-33: -0.05; 2033-34: -0.05; 2034-35: -0.05; 2035-36: -0.05; 2036-37: -0.05; 2037-38: -0.05; 2038-39: -0.05; 2039-40: -0.05; 2040-41: -0.05; 2041-42: -0.05; 2042-43: -0.05; 2043-44: -0.05; 2044-45: -0.05; 2045-46: -0.05; 2046-47: -0.05; 2047-48: -0.05; 2048-49: -0.05; 2049-50: -0.05
15.1FP | Change volume delivered to unmeasured households input reductions as -ve, line to include both unmeasured household consumption and USPL options | CVUHH | Ml/d | 2 | 2019-20: 0; 2020-21: 0; 2021-22: 0; 2022-23: 0; 2023-24: 0; 2024-25: -0.02; 2025-26: -0.02; 2026-27: -0.02; 2027-28: -0.11; 2028-29: -0.11; 2029-30: -0.11; 2030-31: -0.11; 2031-32: -0.11; 2032-33: -0.11; 2033-34: -0.11; 2034-35: -0.11; 2035-36: -0.11; 2036-37: -0.11; 2037-38: -0.11; 2038-39: -0.11; 2039-40: -0.11; 2040-41: -0.11; 2041-42: -0.11; 2042-43: -0.11; 2043-44: -0.11; 2044-45: -0.11; 2045-46: -0.11; 2046-47: -0.11; 2047-48: -0.11; 2048-49: -0.11; 2049-50: -0.11
21.1FP | Options to reduce water taken unbilled input as -ve | CSWTU | Ml/d | 2 | 2019-20: 0; 2020-21: 0; 2021-22: 0; 2022-23: 0; 2023-24: 0; 2024-25: 0; 2025-26: 0; 2026-27: 0; 2027-28: 0; 2028-29: 0; 2029-30: 0; 2030-31: 0; 2031-32: 0; 2032-33: 0; 2033-34: 0; 2034-35: 0; 2035-36: 0; 2036-37: 0; 2037-38: 0; 2038-39: 0; 2039-40: 0; 2040-41: 0; 2041-42: 0; 2042-43: 0; 2043-44: 0; 2044-45: 0; 2045-46: 0; 2046-47: 0; 2047-48: 0; 2048-49: 0; 2049-50: 0
22.1FP | Reduce distribution system operational use (DSOU) input as -ve | DSDOU | Ml/d | 2 | 2019-20: 0; 2020-21: 0; 2021-22: 0; 2022-23: 0; 2023-24: 0; 2024-25: 0; 2025-26: 0; 2026-27: 0; 2027-28: 0; 2028-29: 0; 2029-30: 0; 2030-31: 0; 2031-32: 0; 2032-33: 0; 2033-34: 0; 2034-35: 0; 2035-36: 0; 2036-37: 0; 2037-38: 0; 2038-39: 0; 2039-40: 0; 2040-41: 0; 2041-42: 0; 2042-43: 0; 2043-44: 0; 2044-45: 0; 2045-46: 0; 2046-47: 0; 2047-48: 0; 2048-49: 0; 2049-50: 0
23.1FP | Options impacting on measured Non Household - USPL input reductions as -ve | CUMNH | Ml/d | 2 | 2019-20: 0; 2020-21: 0; 2021-22: 0; 2022-23: 0; 2023-24: 0; 2024-25: 0; 2025-26: 0; 2026-27: 0; 2027-28: 0; 2028-29: 0; 2029-30: 0; 2030-31: 0; 2031-32: 0; 2032-33: 0; 2033-34: 0; 2034-35: 0; 2035-36: 0; 2036-37: 0; 2037-38: 0; 2038-39: 0; 2039-40: 0; 2040-41: 0; 2041-42: 0; 2042-43: 0; 2043-44: 0; 2044-45: 0; 2045-46: 0; 2046-47: 0; 2047-48: 0; 2048-49: 0; 2049-50: 0
24.1FP | Options impacting on unmeasured Non Household - USPL input reductions as -ve | CUUNH | Ml/d | 2 | 2019-20: 0; 2020-21: 0; 2021-22: 0; 2022-23: 0; 2023-24: 0; 2024-25: 0; 2025-26: 0; 2026-27: 0; 2027-28: 0; 2028-29: 0; 2029-30: 0; 2030-31: 0; 2031-32: 0; 2032-33: 0; 2033-34: 0; 2034-35: 0; 2035-36: 0; 2036-37: 0; 2037-38: 0; 2038-39: 0; 2039-40: 0; 2040-41: 0; 2041-42: 0; 2042-43: 0; 2043-44: 0; 2044-45: 0; 2045-46: 0; 2046-47: 0; 2047-48: 0; 2048-49: 0; 2049-50: 0
25.1FP | Options impacting on measured Household - USPL input reductions as -ve | CUMHH | Ml/d | 2 | 2019-20: 0; 2020-21: 0; 2021-22: 0; 2022-23: 0; 2023-24: 0; 2024-25: 0; 2025-26: 0; 2026-27: 0; 2027-28: 0.02; 2028-29: 0.02; 2029-30: 0.02; 2030-31: 0.02; 2031-32: 0.02; 2032-33: 0.02; 2033-34: 0.02; 2034-35: 0.02; 2035-36: 0.02; 2036-37: 0.02; 2037-38: 0.02; 2038-39: 0.02; 2039-40: 0.02; 2040-41: 0.02; 2041-42: 0.02; 2042-43: 0.02; 2043-44: 0.02; 2044-45: 0.02; 2045-46: 0.02; 2046-47: 0.02; 2047-48: 0.02; 2048-49: 0.02; 2049-50: 0.02
26.1FP | Options impacting on unmeasured Household - USPL input reductions as -ve | CUUHH | Ml/d | 2 | 2019-20: 0; 2020-21: 0; 2021-22: 0; 2022-23: 0; 2023-24: 0; 2024-25: 0; 2025-26: 0; 2026-27: 0; 2027-28: -0.04; 2028-29: -0.04; 2029-30: -0.04; 2030-31: -0.04; 2031-32: -0.04; 2032-33: -0.04; 2033-34: -0.04; 2034-35: -0.04; 2035-36: -0.04; 2036-37: -0.04; 2037-38: -0.04; 2038-39: -0.04; 2039-40: -0.04; 2040-41: -0.04; 2041-42: -0.04; 2042-43: -0.04; 2043-44: -0.04; 2044-45: -0.04; 2045-46: -0.04; 2046-47: -0.04; 2047-48: -0.04; 2048-49: -0.04; 2049-50: -0.04
27.1FP | Options impacting on Void properties - USPL input reductions as -ve | CUVPP | Ml/d | 2 | 2019-20: 0; 2020-21: 0; 2021-22: 0; 2022-23: 0; 2023-24: 0; 2024-25: 0; 2025-26: 0; 2026-27: 0; 2027-28: 0; 2028-29: 0; 2029-30: 0; 2030-31: 0; 2031-32: 0; 2032-33: 0; 2033-34: 0; 2034-35: 0; 2035-36: 0; 2036-37: 0; 2037-38: 0; 2038-39: 0; 2039-40: 0; 2040-41: 0; 2041-42: 0; 2042-43: 0; 2043-44: 0; 2044-45: 0; 2045-46: 0; 2046-47: 0; 2047-48: 0; 2048-49: 0; 2049-50: 0
28.1FP | Reduce distribution losses input as -ve | DSRDL | Ml/d | 2 | 2019-20: 0; 2020-21: 0; 2021-22: 0; 2022-23: 0; 2023-24: 0; 2024-25: -0.135; 2025-26: -0.148; 2026-27: -0.16; 2027-28: -0.172; 2028-29: -0.185; 2029-30: -0.197; 2030-31: -0.221; 2031-32: -0.246; 2032-33: -0.271; 2033-34: -0.295; 2034-35: -0.32; 2035-36: -0.357; 2036-37: -0.381; 2037-38: -0.406; 2038-39: -0.431; 2039-40: -0.455; 2040-41: -0.492; 2041-42: -0.492; 2042-43: -0.504; 2043-44: -0.517; 2044-45: -0.529; 2045-46: -0.554; 2046-47: -0.566; 2047-48: -0.578; 2048-49: -0.59; 2049-50: -0.603
Table 3f: DYCP - Final plan
WRMP24 reference | Component | Derivation | Unit | Decimal places | 2019-20 | 2020-21 | 2021-22 | 2022-23 | 2023-24 | 2024-25 | 2025-26 | 2026-27 | 2027-28 | 2028-29 | 2029-30 | 2030-31 | 2031-32 | 2032-33 | 2033-34 | 2034-35 | 2035-36 | 2036-37 | 2037-38 | 2038-39 | 2039-40 | 2040-41 | 2041-42 | 2042-43 | 2043-44 | 2044-45 | 2045-46 | 2046-47 | 2047-48 | 2048-49 | 2049-50 | 2050-51 | 2051-52 | 2052-53 | 2053-54 | 2054-55 | 2055-56 | 2056-57 | 2057-58 | 2058-59 | 2059-60 | 2060-61 | 2061-62 | 2062-63 | 2063-64 | 2064-65 | 2065-66 | 2066-67 | 2067-68 | 2068-69 | 2069-70 | 2070-71 | 2071-72 | 2072-73 | 2073-74 | 2074-75 | 2075-76 | 2076-77 | 2077-78 | 2078-79 | 2079-80 | 2080-81 | 2081-82 | 2082-83 | 2083-84 | 2084-85 | 2085-86 | 2086-87 | 2087-88 | 2088-89 | 2089-90 | 2090-91 | 2091-92 | 2092-93 | 2093-94 | 2094-95 | 2095-96 | 2096-97 | 2097-98 | 2098-99 | 2099-100
1FP | Raw water abstracted | Input | Ml/d | 2 | 2019-20: 6.52; 2020-21: 6.34; 2021-22: 5.81; 2022-23: 8.1781; 2023-24: 7.7681; 2024-25: 7.5042; 2025-26: 7.5242; 2026-27: 7.5442; 2027-28: 7.562; 2028-29: 7.5548; 2029-30: 7.5226; 2030-31: 7.5181; 2031-32: 7.4936; 2032-33: 7.4991; 2033-34: 7.4546; 2034-35: 7.4451; 2035-36: 7.4133; 2036-37: 7.4188; 2037-38: 7.4093; 2038-39: 7.3648; 2039-40: 7.3603; 2040-41: 7.3135; 2041-42: 7.3536; 2042-43: 7.3214; 2043-44: 7.3142; 2044-45: 7.317; 2045-46: 7.2975; 2046-47: 7.3153; 2047-48: 7.3181; 2048-49: 7.2859; 2049-50: 7.2937
1.1FP | Non-potable water supplies | 1.1BL + 1.11FP | Ml/d | 2 | 0 | 0 | 0 | 0 | 0 | 0 | 0 | 0 | 0 | 0 | 0 | 0 | 0 | 0 | 0 | 0 | 0 | 0 | 0 | 0 | 0 | 0 | 0 | 0 | 0 | 0 | 0 | 0 | 0 | 0 | 0 | 0 | 0 | 0 | 0 | 0 | 0 | 0 | 0 | 0 | 0 | 0 | 0 | 0 | 0 | 0 | 0 | 0 | 0 | 0 | 0 | 0 | 0 | 0 | 0 | 0 | 0 | 0 | 0 | 0 | 0 | 0 | 0 | 0 | 0 | 0 | 0 | 0 | 0 | 0 | 0 | 0 | 0 | 0 | 0 | 0 | 0 | 0 | 0 | 0 | 0
2FP | Raw water imported | 2BL + 2.1FP | Ml/d | 2 | 0 | 0 | 0 | 0 | 0 | 0 | 0 | 0 | 0 | 0 | 0 | 0 | 0 | 0 | 0 | 0 | 0 | 0 | 0 | 0 | 0 | 0 | 0 | 0 | 0 | 0 | 0 | 0 | 0 | 0 | 0 | 0 | 0 | 0 | 0 | 0 | 0 | 0 | 0 | 0 | 0 | 0 | 0 | 0 | 0 | 0 | 0 | 0 | 0 | 0 | 0 | 0 | 0 | 0 | 0 | 0 | 0 | 0 | 0 | 0 | 0 | 0 | 0 | 0 | 0 | 0 | 0 | 0 | 0 | 0 | 0 | 0 | 0 | 0 | 0 | 0 | 0 | 0 | 0 | 0 | 0
3FP | Potable water imported | 3BL + 3.1FP | Ml/d | 2 | 0 | 0 | 0 | 0 | 0 | 0 | 0 | 0 | 0 | 0 | 0 | 0 | 0 | 0 | 0 | 0 | 0 | 0 | 0 | 0 | 0 | 0 | 0 | 0 | 0 | 0 | 0 | 0 | 0 | 0 | 0 | 0 | 0 | 0 | 0 | 0 | 0 | 0 | 0 | 0 | 0 | 0 | 0 | 0 | 0 | 0 | 0 | 0 | 0 | 0 | 0 | 0 | 0 | 0 | 0 | 0 | 0 | 0 | 0 | 0 | 0 | 0 | 0 | 0 | 0 | 0 | 0 | 0 | 0 | 0 | 0 | 0 | 0 | 0 | 0 | 0 | 0 | 0 | 0 | 0 | 0
4FP | Raw water exported enter as -ve | 4BL + 4.1FP | Ml/d | 2 | 0 | 0 | 0 | 0 | 0 | 0 | 0 | 0 | 0 | 0 | 0 | 0 | 0 | 0 | 0 | 0 | 0 | 0 | 0 | 0 | 0 | 0 | 0 | 0 | 0 | 0 | 0 | 0 | 0 | 0 | 0 | 0 | 0 | 0 | 0 | 0 | 0 | 0 | 0 | 0 | 0 | 0 | 0 | 0 | 0 | 0 | 0 | 0 | 0 | 0 | 0 | 0 | 0 | 0 | 0 | 0 | 0 | 0 | 0 | 0 | 0 | 0 | 0 | 0 | 0 | 0 | 0 | 0 | 0 | 0 | 0 | 0 | 0 | 0 | 0 | 0 | 0 | 0 | 0 | 0 | 0
5FP | Potable water exported enter as -ve | 5BL + 5.1FP | Ml/d | 2 | -1.9 | -2.19 | -1.73 | -2.74 | -2.74 | -2.74 | -2.74 | -2.74 | -2.74 | -2.74 | -2.74 | -2.74 | -2.74 | -2.74 | -2.74 | -2.74 | -2.74 | -2.74 | -2.74 | -2.74 | -2.74 | -2.74 | -2.74 | -2.74 | -2.74 | -2.74 | -2.74 | -2.74 | -2.74 | -2.74 | -2.74 | 0 | 0 | 0 | 0 | 0 | 0 | 0 | 0 | 0 | 0 | 0 | 0 | 0 | 0 | 0 | 0 | 0 | 0 | 0 | 0 | 0 | 0 | 0 | 0 | 0 | 0 | 0 | 0 | 0 | 0 | 0 | 0 | 0 | 0 | 0 | 0 | 0 | 0 | 0 | 0 | 0 | 0 | 0 | 0 | 0 | 0 | 0 | 0 | 0 | 0
6.1FP | Deployable Output post forecast changes | 6.1BL + 6.2FP + 6.3FP +7.01FP +7.02FP | Ml/d | 2 | 9 | 9 | 9 | 9 | 9 | 9 | 9 | 9 | 9 | 9 | 9 | 8.16 | 8.16 | 8.16 | 8.16 | 8.16 | 8.16 | 8.16 | 8.16 | 8.16 | 8.16 | 8.16 | 8.16 | 8.16 | 8.16 | 8.16 | 8.16 | 8.16 | 8.16 | 8.16 | 8.16 | 0 | 0 | 0 | 0 | 0 | 0 | 0 | 0 | 0 | 0 | 0 | 0 | 0 | 0 | 0 | 0 | 0 | 0 | 0 | 0 | 0 | 0 | 0 | 0 | 0 | 0 | 0 | 0 | 0 | 0 | 0 | 0 | 0 | 0 | 0 | 0 | 0 | 0 | 0 | 0 | 0 | 0 | 0 | 0 | 0 | 0 | 0 | 0 | 0 | 0
8FP | Raw water losses, treatment works losses and operational use | 8BL + 8.1FP + 8.2FP | Ml/d | 2 | 0 | 0.04 | 0.01 | 0.0061 | 0.0061 | 0.0061 | 0.0061 | 0.0061 | 0.0061 | 0.0061 | 0.0061 | 0.0061 | 0.0061 | 0.0061 | 0.0061 | 0.0061 | 0.0061 | 0.0061 | 0.0061 | 0.0061 | 0.0061 | 0.0061 | 0.0061 | 0.0061 | 0.0061 | 0.0061 | 0.0061 | 0.0061 | 0.0061 | 0.0061 | 0.0061 | 0 | 0 | 0 | 0 | 0 | 0 | 0 | 0 | 0 | 0 | 0 | 0 | 0 | 0 | 0 | 0 | 0 | 0 | 0 | 0 | 0 | 0 | 0 | 0 | 0 | 0 | 0 | 0 | 0 | 0 | 0 | 0 | 0 | 0 | 0 | 0 | 0 | 0 | 0 | 0 | 0 | 0 | 0 | 0 | 0 | 0 | 0 | 0 | 0 | 0
9FP | Total Outage Allowance | 9BL + 9.1FP | Ml/d | 2 | 0 | 0 | 0.02 | 0.05 | 0.05 | 0.05 | 0.05 | 0.05 | 0.05 | 0.05 | 0.05 | 0.05 | 0.05 | 0.05 | 0.05 | 0.05 | 0.05 | 0.05 | 0.05 | 0.05 | 0.05 | 0.05 | 0.05 | 0.05 | 0.05 | 0.05 | 0.05 | 0.05 | 0.05 | 0.05 | 0.05 | 0 | 0 | 0 | 0 | 0 | 0 | 0 | 0 | 0 | 0 | 0 | 0 | 0 | 0 | 0 | 0 | 0 | 0 | 0 | 0 | 0 | 0 | 0 | 0 | 0 | 0 | 0 | 0 | 0 | 0 | 0 | 0 | 0 | 0 | 0 | 0 | 0 | 0 | 0 | 0 | 0 | 0 | 0 | 0 | 0 | 0 | 0 | 0 | 0 | 0
10FP | Water Available For Use (own sources) | (6.1FP) - (8FP + 9FP) | Ml/d | 2 | 9 | 8.96 | 8.97 | 8.9439 | 8.9439 | 8.9439 | 8.9439 | 8.9439 | 8.9439 | 8.9439 | 8.9439 | 8.1039 | 8.1039 | 8.1039 | 8.1039 | 8.1039 | 8.1039 | 8.1039 | 8.1039 | 8.1039 | 8.1039 | 8.1039 | 8.1039 | 8.1039 | 8.1039 | 8.1039 | 8.1039 | 8.1039 | 8.1039 | 8.1039 | 8.1039 | 0 | 0 | 0 | 0 | 0 | 0 | 0 | 0 | 0 | 0 | 0 | 0 | 0 | 0 | 0 | 0 | 0 | 0 | 0 | 0 | 0 | 0 | 0 | 0 | 0 | 0 | 0 | 0 | 0 | 0 | 0 | 0 | 0 | 0 | 0 | 0 | 0 | 0 | 0 | 0 | 0 | 0 | 0 | 0 | 0 | 0 | 0 | 0 | 0 | 0
11FP | Total Water Available For Use | 10FP + sum (2FP:5FP) | Ml/d | 2 | 7.1 | 6.77 | 7.24 | 6.2039 | 6.2039 | 6.2039 | 6.2039 | 6.2039 | 6.2039 | 6.2039 | 6.2039 | 5.3639 | 5.3639 | 5.3639 | 5.3639 | 5.3639 | 5.3639 | 5.3639 | 5.3639 | 5.3639 | 5.3639 | 5.3639 | 5.3639 | 5.3639 | 5.3639 | 5.3639 | 5.3639 | 5.3639 | 5.3639 | 5.3639 | 5.3639 | 0 | 0 | 0 | 0 | 0 | 0 | 0 | 0 | 0 | 0 | 0 | 0 | 0 | 0 | 0 | 0 | 0 | 0 | 0 | 0 | 0 | 0 | 0 | 0 | 0 | 0 | 0 | 0 | 0 | 0 | 0 | 0 | 0 | 0 | 0 | 0 | 0 | 0 | 0 | 0 | 0 | 0 | 0 | 0 | 0 | 0 | 0 | 0 | 0 | 0
12FP | Water delivered measured non-household | 12BL + 12.2FP | Ml/d | 2 | 0.42 | 0.46 | 0.4 | 0.47 | 2.343 | 2.349 | 2.355 | 2.361 | 2.367 | 2.373 | 2.379 | 2.385 | 2.391 | 2.397 | 2.403 | 2.409 | 2.405 | 2.411 | 2.417 | 2.423 | 2.429 | 2.435 | 2.441 | 2.447 | 2.453 | 2.459 | 2.465 | 2.471 | 2.477 | 2.483 | 2.489 | 0 | 0 | 0 | 0 | 0 | 0 | 0 | 0 | 0 | 0 | 0 | 0 | 0 | 0 | 0 | 0 | 0 | 0 | 0 | 0 | 0 | 0 | 0 | 0 | 0 | 0 | 0 | 0 | 0 | 0 | 0 | 0 | 0 | 0 | 0 | 0 | 0 | 0 | 0 | 0 | 0 | 0 | 0 | 0 | 0 | 0 | 0 | 0 | 0 | 0
12.1FP | Non-potable water consumption | Input | Ml/d | 2 | 2019-20: 0; 2020-21: 0; 2021-22: 0; 2022-23: 0; 2023-24: 0; 2024-25: 0; 2025-26: 0; 2026-27: 0; 2027-28: 0; 2028-29: 0; 2029-30: 0; 2030-31: 0; 2031-32: 0; 2032-33: 0; 2033-34: 0; 2034-35: 0; 2035-36: 0; 2036-37: 0; 2037-38: 0; 2038-39: 0; 2039-40: 0; 2040-41: 0; 2041-42: 0; 2042-43: 0; 2043-44: 0; 2044-45: 0; 2045-46: 0; 2046-47: 0; 2047-48: 0; 2048-49: 0; 2049-50: 0
13FP | Water delivered unmeasured non-household | 13BL + 13.1FP | Ml/d | 2 | 2.74 | 1.91 | 2.09 | 2.84 | 0 | 0 | 0 | 0 | 0 | 0 | 0 | 0 | 0 | 0 | 0 | 0 | 0 | 0 | 0 | 0 | 0 | 0 | 0 | 0 | 0 | 0 | 0 | 0 | 0 | 0 | 0 | 0 | 0 | 0 | 0 | 0 | 0 | 0 | 0 | 0 | 0 | 0 | 0 | 0 | 0 | 0 | 0 | 0 | 0 | 0 | 0 | 0 | 0 | 0 | 0 | 0 | 0 | 0 | 0 | 0 | 0 | 0 | 0 | 0 | 0 | 0 | 0 | 0 | 0 | 0 | 0 | 0 | 0 | 0 | 0 | 0 | 0 | 0 | 0 | 0 | 0
14FP | Water delivered measured household | 14BL + 14.1FP | Ml/d | 2 | 0.51 | 0.7 | 0.67 | 0.73 | 1.16 | 1.07 | 1.1 | 1.12 | 1.21 | 1.21 | 1.21 | 1.21 | 1.22 | 1.22 | 1.22 | 1.23 | 1.23 | 1.23 | 1.24 | 1.24 | 1.24 | 1.24 | 1.25 | 1.25 | 1.25 | 1.26 | 1.26 | 1.26 | 1.27 | 1.27 | 1.27 | 0 | 0 | 0 | 0 | 0 | 0 | 0 | 0 | 0 | 0 | 0 | 0 | 0 | 0 | 0 | 0 | 0 | 0 | 0 | 0 | 0 | 0 | 0 | 0 | 0 | 0 | 0 | 0 | 0 | 0 | 0 | 0 | 0 | 0 | 0 | 0 | 0 | 0 | 0 | 0 | 0 | 0 | 0 | 0 | 0 | 0 | 0 | 0 | 0 | 0
15FP | Water delivered unmeasured household | 15BL + 15.1FP | Ml/d | 2 | 0.14 | 0.16 | 0.08 | 0.1 | 0.2 | 0.18 | 0.18 | 0.18 | 0.09 | 0.09 | 0.09 | 0.09 | 0.09 | 0.09 | 0.09 | 0.09 | 0.09 | 0.09 | 0.09 | 0.09 | 0.09 | 0.09 | 0.09 | 0.09 | 0.09 | 0.09 | 0.09 | 0.09 | 0.09 | 0.09 | 0.09 | 0 | 0 | 0 | 0 | 0 | 0 | 0 | 0 | 0 | 0 | 0 | 0 | 0 | 0 | 0 | 0 | 0 | 0 | 0 | 0 | 0 | 0 | 0 | 0 | 0 | 0 | 0 | 0 | 0 | 0 | 0 | 0 | 0 | 0 | 0 | 0 | 0 | 0 | 0 | 0 | 0 | 0 | 0 | 0 | 0 | 0 | 0 | 0 | 0 | 0
16FP | Percentage of consumption driven by climate change | 16BL | % | 1 | bar: 2019-20 to 2099-100
17FP | Volume of consumption driven by climate change | 16FP * (12FP + sum(13FP:15FP) - sum (23FP:26FP)) | Ml/d | 2 | 0 | 0 | 0 | 0 | 0 | 0 | 0 | 0 | 0 | 0 | 0 | 0.03385 | 0.03401 | 0.03407 | 0.03413 | 0.03429 | 0.03425 | 0.03431 | 0.03447 | 0.03453 | 0.03459 | 0.03465 | 0.03481 | 0.03487 | 0.03493 | 0.03509 | 0.03515 | 0.03521 | 0.03537 | 0.03543 | 0.03549 | 0 | 0 | 0 | 0 | 0 | 0 | 0 | 0 | 0 | 0 | 0 | 0 | 0 | 0 | 0 | 0 | 0 | 0 | 0 | 0 | 0 | 0 | 0 | 0 | 0 | 0 | 0 | 0 | 0 | 0 | 0 | 0 | 0 | 0 | 0 | 0 | 0 | 0 | 0 | 0 | 0 | 0 | 0 | 0 | 0 | 0 | 0 | 0 | 0 | 0
18FP | Measured Household - PCC | ((14FP - 25FP) * 1,000,000) / (39FP * 1000) | l/h/d | 1 | 122.2367 | 153.7698 | 147.3137 | 138.3353 | 132.317 | 115.7763 | 116.4523 | 115.7742 | 115.1655 | 114.8314 | 114.4992 | 114.169 | 115.0389 | 114.709 | 114.381 | 115.243 | 114.9153 | 114.5895 | 115.4435 | 115.1181 | 114.7944 | 114.4726 | 115.3174 | 114.9959 | 114.6762 | 115.5135 | 115.1941 | 114.8765 | 115.7063 | 115.389 | 115.0735 | #DIV/0! | #DIV/0! | #DIV/0! | #DIV/0! | #DIV/0! | #DIV/0! | #DIV/0! | #DIV/0! | #DIV/0! | #DIV/0! | #DIV/0! | #DIV/0! | #DIV/0! | #DIV/0! | #DIV/0! | #DIV/0! | #DIV/0! | #DIV/0! | #DIV/0! | #DIV/0! | #DIV/0! | #DIV/0! | #DIV/0! | #DIV/0! | #DIV/0! | #DIV/0! | #DIV/0! | #DIV/0! | #DIV/0! | #DIV/0! | #DIV/0! | #DIV/0! | #DIV/0! | #DIV/0! | #DIV/0! | #DIV/0! | #DIV/0! | #DIV/0! | #DIV/0! | #DIV/0! | #DIV/0! | #DIV/0! | #DIV/0! | #DIV/0! | #DIV/0! | #DIV/0! | #DIV/0! | #DIV/0! | #DIV/0! | #DIV/0!
19FP | Unmeasured Household - PCC | ((15FP - 26FP) * 1,000,000) / (40FP * 1000) | l/h/d | 1 | 129.0323 | 173.6973 | 84.6354 | 89.5141 | 106.6856 | 92.4609 | 92.4609 | 92.4609 | 102.3018 | 102.3018 | 102.3018 | 102.3018 | 102.3018 | 102.3018 | 102.3018 | 102.3018 | 102.3018 | 102.3018 | 102.3018 | 102.3018 | 102.3018 | 102.3018 | 102.3018 | 102.3018 | 102.3018 | 102.3018 | 102.3018 | 102.3018 | 102.3018 | 102.3018 | 102.3018 | #DIV/0! | #DIV/0! | #DIV/0! | #DIV/0! | #DIV/0! | #DIV/0! | #DIV/0! | #DIV/0! | #DIV/0! | #DIV/0! | #DIV/0! | #DIV/0! | #DIV/0! | #DIV/0! | #DIV/0! | #DIV/0! | #DIV/0! | #DIV/0! | #DIV/0! | #DIV/0! | #DIV/0! | #DIV/0! | #DIV/0! | #DIV/0! | #DIV/0! | #DIV/0! | #DIV/0! | #DIV/0! | #DIV/0! | #DIV/0! | #DIV/0! | #DIV/0! | #DIV/0! | #DIV/0! | #DIV/0! | #DIV/0! | #DIV/0! | #DIV/0! | #DIV/0! | #DIV/0! | #DIV/0! | #DIV/0! | #DIV/0! | #DIV/0! | #DIV/0! | #DIV/0! | #DIV/0! | #DIV/0! | #DIV/0! | #DIV/0!
20FP | Average Household - PCC | (((14FP - 25FP) + (15FP - 26FP)) * 1,000,000)/ ((39FP + 40FP) * 1,000) | l/h/d | 1 | 123.3766 | 157.0897 | 137.2998 | 130.7708 | 128.0057 | 111.9534 | 112.6152 | 112.135 | 114.0516 | 113.7493 | 113.4486 | 113.1495 | 113.9476 | 113.6488 | 113.3515 | 114.1428 | 113.8458 | 113.5503 | 114.335 | 114.0398 | 113.7461 | 113.4539 | 114.2308 | 113.9389 | 113.6484 | 114.4189 | 114.1287 | 113.84 | 114.6041 | 114.3157 | 114.0287 | #DIV/0! | #DIV/0! | #DIV/0! | #DIV/0! | #DIV/0! | #DIV/0! | #DIV/0! | #DIV/0! | #DIV/0! | #DIV/0! | #DIV/0! | #DIV/0! | #DIV/0! | #DIV/0! | #DIV/0! | #DIV/0! | #DIV/0! | #DIV/0! | #DIV/0! | #DIV/0! | #DIV/0! | #DIV/0! | #DIV/0! | #DIV/0! | #DIV/0! | #DIV/0! | #DIV/0! | #DIV/0! | #DIV/0! | #DIV/0! | #DIV/0! | #DIV/0! | #DIV/0! | #DIV/0! | #DIV/0! | #DIV/0! | #DIV/0! | #DIV/0! | #DIV/0! | #DIV/0! | #DIV/0! | #DIV/0! | #DIV/0! | #DIV/0! | #DIV/0! | #DIV/0! | #DIV/0! | #DIV/0! | #DIV/0! | #DIV/0!
21FP | Water taken unbilled | 21BL + 21.1FP | Ml/d | 2 | 0 | 0 | 0 | 0 | 0 | 0 | 0 | 0 | 0 | 0 | 0 | 0 | 0 | 0 | 0 | 0 | 0 | 0 | 0 | 0 | 0 | 0 | 0 | 0 | 0 | 0 | 0 | 0 | 0 | 0 | 0 | 0 | 0 | 0 | 0 | 0 | 0 | 0 | 0 | 0 | 0 | 0 | 0 | 0 | 0 | 0 | 0 | 0 | 0 | 0 | 0 | 0 | 0 | 0 | 0 | 0 | 0 | 0 | 0 | 0 | 0 | 0 | 0 | 0 | 0 | 0 | 0 | 0 | 0 | 0 | 0 | 0 | 0 | 0 | 0 | 0 | 0 | 0 | 0 | 0 | 0
22FP | Distribution system operational use | 22BL + 22.1FP | Ml/d | 2 | 0.01 | 0.01 | 0.001 | 0.012 | 0.037 | 0.012 | 0.012 | 0.012 | 0.037 | 0.037 | 0.012 | 0.027 | 0.012 | 0.037 | 0.012 | 0.012 | 0.012 | 0.037 | 0.037 | 0.012 | 0.027 | 0.012 | 0.037 | 0.012 | 0.012 | 0.012 | 0.012 | 0.037 | 0.037 | 0.012 | 0.027 | 0 | 0 | 0 | 0 | 0 | 0 | 0 | 0 | 0 | 0 | 0 | 0 | 0 | 0 | 0 | 0 | 0 | 0 | 0 | 0 | 0 | 0 | 0 | 0 | 0 | 0 | 0 | 0 | 0 | 0 | 0 | 0 | 0 | 0 | 0 | 0 | 0 | 0 | 0 | 0 | 0 | 0 | 0 | 0 | 0 | 0 | 0 | 0 | 0 | 0
23FP | Measured Non Household - USPL | 23BL + 23.1FP | Ml/d | 2 | 0 | 0.01 | 0.005 | 0.01 | 0.03 | 0.03 | 0.03 | 0.03 | 0.03 | 0.03 | 0.03 | 0.03 | 0.03 | 0.03 | 0.03 | 0.03 | 0.03 | 0.03 | 0.03 | 0.03 | 0.03 | 0.03 | 0.03 | 0.03 | 0.03 | 0.03 | 0.03 | 0.03 | 0.03 | 0.03 | 0.03 | 0 | 0 | 0 | 0 | 0 | 0 | 0 | 0 | 0 | 0 | 0 | 0 | 0 | 0 | 0 | 0 | 0 | 0 | 0 | 0 | 0 | 0 | 0 | 0 | 0 | 0 | 0 | 0 | 0 | 0 | 0 | 0 | 0 | 0 | 0 | 0 | 0 | 0 | 0 | 0 | 0 | 0 | 0 | 0 | 0 | 0 | 0 | 0 | 0 | 0
24FP | Unmeasured Non Household - USPL | 24BL + 24.1FP | Ml/d | 2 | 0.01 | 0.07 | 0.071 | 0.13 | 0 | 0 | 0 | 0 | 0 | 0 | 0 | 0 | 0 | 0 | 0 | 0 | 0 | 0 | 0 | 0 | 0 | 0 | 0 | 0 | 0 | 0 | 0 | 0 | 0 | 0 | 0 | 0 | 0 | 0 | 0 | 0 | 0 | 0 | 0 | 0 | 0 | 0 | 0 | 0 | 0 | 0 | 0 | 0 | 0 | 0 | 0 | 0 | 0 | 0 | 0 | 0 | 0 | 0 | 0 | 0 | 0 | 0 | 0 | 0 | 0 | 0 | 0 | 0 | 0 | 0 | 0 | 0 | 0 | 0 | 0 | 0 | 0 | 0 | 0 | 0 | 0
25FP | Measured Household - USPL | 25BL + 25.1FP | Ml/d | 2 | 0.04 | 0.08 | 0.075 | 0.14 | 0.24 | 0.24 | 0.24 | 0.24 | 0.26 | 0.26 | 0.26 | 0.26 | 0.26 | 0.26 | 0.26 | 0.26 | 0.26 | 0.26 | 0.26 | 0.26 | 0.26 | 0.26 | 0.26 | 0.26 | 0.26 | 0.26 | 0.26 | 0.26 | 0.26 | 0.26 | 0.26 | 0 | 0 | 0 | 0 | 0 | 0 | 0 | 0 | 0 | 0 | 0 | 0 | 0 | 0 | 0 | 0 | 0 | 0 | 0 | 0 | 0 | 0 | 0 | 0 | 0 | 0 | 0 | 0 | 0 | 0 | 0 | 0 | 0 | 0 | 0 | 0 | 0 | 0 | 0 | 0 | 0 | 0 | 0 | 0 | 0 | 0 | 0 | 0 | 0 | 0
26FP | Unmeasured Household - USPL | 26BL + 26.1BL | Ml/d | 2 | 0.04 | 0.02 | 0.015 | 0.03 | 0.05 | 0.05 | 0.05 | 0.05 | 0.01 | 0.01 | 0.01 | 0.01 | 0.01 | 0.01 | 0.01 | 0.01 | 0.01 | 0.01 | 0.01 | 0.01 | 0.01 | 0.01 | 0.01 | 0.01 | 0.01 | 0.01 | 0.01 | 0.01 | 0.01 | 0.01 | 0.01 | 0 | 0 | 0 | 0 | 0 | 0 | 0 | 0 | 0 | 0 | 0 | 0 | 0 | 0 | 0 | 0 | 0 | 0 | 0 | 0 | 0 | 0 | 0 | 0 | 0 | 0 | 0 | 0 | 0 | 0 | 0 | 0 | 0 | 0 | 0 | 0 | 0 | 0 | 0 | 0 | 0 | 0 | 0 | 0 | 0 | 0 | 0 | 0 | 0 | 0
27FP | Void Properties - USPL | 27BL + 27.1FP | Ml/d | 2 | 0 | 0 | 0 | 0 | 0 | 0 | 0 | 0 | 0 | 0 | 0 | 0 | 0 | 0 | 0 | 0 | 0 | 0 | 0 | 0 | 0 | 0 | 0 | 0 | 0 | 0 | 0 | 0 | 0 | 0 | 0 | 0 | 0 | 0 | 0 | 0 | 0 | 0 | 0 | 0 | 0 | 0 | 0 | 0 | 0 | 0 | 0 | 0 | 0 | 0 | 0 | 0 | 0 | 0 | 0 | 0 | 0 | 0 | 0 | 0 | 0 | 0 | 0 | 0 | 0 | 0 | 0 | 0 | 0 | 0 | 0 | 0 | 0 | 0 | 0 | 0 | 0 | 0 | 0 | 0 | 0
28FP | Distribution losses | 28BL + 28.1FP | Ml/d | 2 | 0.81 | 0.68 | 0.647 | 1.23 | 1.23 | 1.095 | 1.082 | 1.07 | 1.058 | 1.045 | 1.033 | 1.009 | 0.984 | 0.959 | 0.935 | 0.91 | 0.873 | 0.849 | 0.824 | 0.799 | 0.775 | 0.738 | 0.738 | 0.726 | 0.713 | 0.701 | 0.676 | 0.664 | 0.652 | 0.64 | 0.627 | 0 | 0 | 0 | 0 | 0 | 0 | 0 | 0 | 0 | 0 | 0 | 0 | 0 | 0 | 0 | 0 | 0 | 0 | 0 | 0 | 0 | 0 | 0 | 0 | 0 | 0 | 0 | 0 | 0 | 0 | 0 | 0 | 0 | 0 | 0 | 0 | 0 | 0 | 0 | 0 | 0 | 0 | 0 | 0 | 0 | 0 | 0 | 0 | 0 | 0
29FP | Total Leakage | sum (23FP:28FP) | Ml/d | 2 | 0.9 | 0.86 | 0.813 | 1.54 | 1.55 | 1.415 | 1.402 | 1.39 | 1.358 | 1.345 | 1.333 | 1.309 | 1.284 | 1.259 | 1.235 | 1.21 | 1.173 | 1.149 | 1.124 | 1.099 | 1.075 | 1.038 | 1.038 | 1.026 | 1.013 | 1.001 | 0.976 | 0.964 | 0.952 | 0.94 | 0.927 | 0 | 0 | 0 | 0 | 0 | 0 | 0 | 0 | 0 | 0 | 0 | 0 | 0 | 0 | 0 | 0 | 0 | 0 | 0 | 0 | 0 | 0 | 0 | 0 | 0 | 0 | 0 | 0 | 0 | 0 | 0 | 0 | 0 | 0 | 0 | 0 | 0 | 0 | 0 | 0 | 0 | 0 | 0 | 0 | 0 | 0 | 0 | 0 | 0 | 0
30FP | Leakage/property | (29FP * 1,000,000) / (36FP * 1,000) | l/prop/d | 2 | 251.8892 | 232.684 | 215.4213 | 401.0417 | 395.4082 | 352.8678 | 341.9512 | 331.7422 | 323.3333 | 319.4774 | 315.8768 | 309.4563 | 302.8302 | 296.2353 | 289.9061 | 283.3724 | 274.0654 | 267.8322 | 261.3953 | 254.9884 | 248.8426 | 239.7229 | 239.1705 | 235.8621 | 232.3394 | 229.0618 | 222.8311 | 219.59 | 216.3636 | 213.1519 | 209.7285 | 0 | 0 | 0 | 0 | 0 | 0 | 0 | 0 | 0 | 0 | 0 | 0 | 0 | 0 | 0 | 0 | 0 | 0 | 0 | 0 | 0 | 0 | 0 | 0 | 0 | 0 | 0 | 0 | 0 | 0 | 0 | 0 | 0 | 0 | 0 | 0 | 0 | 0 | 0 | 0 | 0 | 0 | 0 | 0 | 0 | 0 | 0 | 0 | 0 | 0
31FP | Measured Non Household - properties | Input | 000's | 2 | 2019-20: 0.134; 2020-21: 0.153; 2021-22: 0.11; 2022-23: 0.112; 2023-24: 0.417; 2024-25: 0.417; 2025-26: 0.417; 2026-27: 0.417; 2027-28: 0.417; 2028-29: 0.417; 2029-30: 0.417; 2030-31: 0.417; 2031-32: 0.417; 2032-33: 0.417; 2033-34: 0.417; 2034-35: 0.417; 2035-36: 0.417; 2036-37: 0.417; 2037-38: 0.417; 2038-39: 0.417; 2039-40: 0.417; 2040-41: 0.417; 2041-42: 0.417; 2042-43: 0.417; 2043-44: 0.417; 2044-45: 0.417; 2045-46: 0.417; 2046-47: 0.417; 2047-48: 0.417; 2048-49: 0.417; 2049-50: 0.417
32FP | Unmeasured Non Household - properties | Input | 000's | 2 | 2019-20: 1.5; 2020-21: 1.517; 2021-22: 1.605; 2022-23: 1.605; 2023-24: 0; 2024-25: 0; 2025-26: 0; 2026-27: 0; 2027-28: 0; 2028-29: 0; 2029-30: 0; 2030-31: 0; 2031-32: 0; 2032-33: 0; 2033-34: 0; 2034-35: 0; 2035-36: 0; 2036-37: 0; 2037-38: 0; 2038-39: 0; 2039-40: 0; 2040-41: 0; 2041-42: 0; 2042-43: 0; 2043-44: 0; 2044-45: 0; 2045-46: 0; 2046-47: 0; 2047-48: 0; 2048-49: 0; 2049-50: 0
33FP | All void non-households - properties | Input | 000's | 2 | 2019-20: 0; 2020-21: 0; 2021-22: 0.002; 2022-23: 0; 2023-24: 0; 2024-25: 0; 2025-26: 0; 2026-27: 0; 2027-28: 0; 2028-29: 0; 2029-30: 0; 2030-31: 0; 2031-32: 0; 2032-33: 0; 2033-34: 0; 2034-35: 0; 2035-36: 0; 2036-37: 0; 2037-38: 0; 2038-39: 0; 2039-40: 0; 2040-41: 0; 2041-42: 0; 2042-43: 0; 2043-44: 0; 2044-45: 0; 2045-46: 0; 2046-47: 0; 2047-48: 0; 2048-49: 0; 2049-50: 0
34FP | Measured households - properties (excl. void) | Year before + sum (34.1BL:34.6BL) | 000's | 2 | 1.602 | 1.68 | 1.697 | 1.777 | 2.897 | 2.987 | 3.077 | 3.167 | 3.437 | 3.447 | 3.457 | 3.467 | 3.477 | 3.487 | 3.497 | 3.507 | 3.517 | 3.527 | 3.537 | 3.547 | 3.557 | 3.567 | 3.577 | 3.587 | 3.597 | 3.607 | 3.617 | 3.627 | 3.637 | 3.647 | 3.657 | 3.657 | 3.657 | 3.657 | 3.657 | 3.657 | 3.657 | 3.657 | 3.657 | 3.657 | 3.657 | 3.657 | 3.657 | 3.657 | 3.657 | 3.657 | 3.657 | 3.657 | 3.657 | 3.657 | 3.657 | 3.657 | 3.657 | 3.657 | 3.657 | 3.657 | 3.657 | 3.657 | 3.657 | 3.657 | 3.657 | 3.657 | 3.657 | 3.657 | 3.657 | 3.657 | 3.657 | 3.657 | 3.657 | 3.657 | 3.657 | 3.657 | 3.657 | 3.657 | 3.657 | 3.657 | 3.657 | 3.657 | 3.657 | 3.657 | 3.657
34.1FP | New build properties - properties | Input (new builds in each year) | 000's | 2 | 2019-20: 0; 2020-21: 0.078; 2021-22: 0.017; 2022-23: 0.08; 2023-24: 0.08; 2024-25: 0.09; 2025-26: 0.09; 2026-27: 0.09; 2027-28: 0.01; 2028-29: 0.01; 2029-30: 0.01; 2030-31: 0.01; 2031-32: 0.01; 2032-33: 0.01; 2033-34: 0.01; 2034-35: 0.01; 2035-36: 0.01; 2036-37: 0.01; 2037-38: 0.01; 2038-39: 0.01; 2039-40: 0.01; 2040-41: 0.01; 2041-42: 0.01; 2042-43: 0.01; 2043-44: 0.01; 2044-45: 0.01; 2045-46: 0.01; 2046-47: 0.01; 2047-48: 0.01; 2048-49: 0.01; 2049-50: 0.01
34.2FP | Meter optants - properties | Input (meter optants in each year) | 000's | 2 | 2019-20: 0; 2020-21: 0; 2021-22: 0; 2022-23: 0; 2023-24: 0; 2024-25: 0; 2025-26: 0; 2026-27: 0; 2027-28: 0; 2028-29: 0; 2029-30: 0; 2030-31: 0; 2031-32: 0; 2032-33: 0; 2033-34: 0; 2034-35: 0; 2035-36: 0; 2036-37: 0; 2037-38: 0; 2038-39: 0; 2039-40: 0; 2040-41: 0; 2041-42: 0; 2042-43: 0; 2043-44: 0; 2044-45: 0; 2045-46: 0; 2046-47: 0; 2047-48: 0; 2048-49: 0; 2049-50: 0
34.3FP | Compulsory metering - properties | Input (compulsory meters in each year) | 000's | 2 | 2019-20: 0; 2020-21: 0; 2021-22: 0; 2022-23: 0; 2023-24: 0; 2024-25: 0; 2025-26: 0; 2026-27: 0; 2027-28: 0; 2028-29: 0; 2029-30: 0; 2030-31: 0; 2031-32: 0; 2032-33: 0; 2033-34: 0; 2034-35: 0; 2035-36: 0; 2036-37: 0; 2037-38: 0; 2038-39: 0; 2039-40: 0; 2040-41: 0; 2041-42: 0; 2042-43: 0; 2043-44: 0; 2044-45: 0; 2045-46: 0; 2046-47: 0; 2047-48: 0; 2048-49: 0; 2049-50: 0
34.4FP | Metering on change of occupancy - properties | Input (change of occupancy meters in each year) | 000's | 2 | 2019-20: 0; 2020-21: 0; 2021-22: 0; 2022-23: 0; 2023-24: 0; 2024-25: 0; 2025-26: 0; 2026-27: 0; 2027-28: 0; 2028-29: 0; 2029-30: 0; 2030-31: 0; 2031-32: 0; 2032-33: 0; 2033-34: 0; 2034-35: 0; 2035-36: 0; 2036-37: 0; 2037-38: 0; 2038-39: 0; 2039-40: 0; 2040-41: 0; 2041-42: 0; 2042-43: 0; 2043-44: 0; 2044-45: 0; 2045-46: 0; 2046-47: 0; 2047-48: 0; 2048-49: 0; 2049-50: 0
34.5FP | Selective metering - properties | Input (selective meters in each year) | 000's | 2 | 2019-20: 0; 2020-21: 0; 2021-22: 0; 2022-23: 0; 2023-24: 0; 2024-25: 0; 2025-26: 0; 2026-27: 0; 2027-28: 0; 2028-29: 0; 2029-30: 0; 2030-31: 0; 2031-32: 0; 2032-33: 0; 2033-34: 0; 2034-35: 0; 2035-36: 0; 2036-37: 0; 2037-38: 0; 2038-39: 0; 2039-40: 0; 2040-41: 0; 2041-42: 0; 2042-43: 0; 2043-44: 0; 2044-45: 0; 2045-46: 0; 2046-47: 0; 2047-48: 0; 2048-49: 0; 2049-50: 0
34.6FP | Other changes to existing metering - properties | Input (other changes to meters in each year) | 000's | 2 | 2019-20: 0; 2020-21: 0; 2021-22: 0; 2022-23: 0; 2023-24: 1.04; 2024-25: 0; 2025-26: 0; 2026-27: 0; 2027-28: 0.26; 2028-29: 0; 2029-30: 0; 2030-31: 0; 2031-32: 0; 2032-33: 0; 2033-34: 0; 2034-35: 0; 2035-36: 0; 2036-37: 0; 2037-38: 0; 2038-39: 0; 2039-40: 0; 2040-41: 0; 2041-42: 0; 2042-43: 0; 2043-44: 0; 2044-45: 0; 2045-46: 0; 2046-47: 0; 2047-48: 0; 2048-49: 0; 2049-50: 0
34.7FP | Measured household void properties | Input | 000's | 2 | 2019-20: 0; 2020-21: 0; 2021-22: 0.014; 2022-23: 0; 2023-24: 0; 2024-25: 0; 2025-26: 0; 2026-27: 0; 2027-28: 0; 2028-29: 0; 2029-30: 0; 2030-31: 0; 2031-32: 0; 2032-33: 0; 2033-34: 0; 2034-35: 0; 2035-36: 0; 2036-37: 0; 2037-38: 0; 2038-39: 0; 2039-40: 0; 2040-41: 0; 2041-42: 0; 2042-43: 0; 2043-44: 0; 2044-45: 0; 2045-46: 0; 2046-47: 0; 2047-48: 0; 2048-49: 0; 2049-50: 0
35FP | Unmeasured households - properties (excl. void) | Input | 000's | 2 | 2019-20: 0.323; 2020-21: 0.336; 2021-22: 0.32; 2022-23: 0.326; 2023-24: 0.586; 2024-25: 0.586; 2025-26: 0.586; 2026-27: 0.586; 2027-28: 0.326; 2028-29: 0.326; 2029-30: 0.326; 2030-31: 0.326; 2031-32: 0.326; 2032-33: 0.326; 2033-34: 0.326; 2034-35: 0.326; 2035-36: 0.326; 2036-37: 0.326; 2037-38: 0.326; 2038-39: 0.326; 2039-40: 0.326; 2040-41: 0.326; 2041-42: 0.326; 2042-43: 0.326; 2043-44: 0.326; 2044-45: 0.326; 2045-46: 0.326; 2046-47: 0.326; 2047-48: 0.326; 2048-49: 0.326; 2049-50: 0.326
35.1FP | Unmeasured household void properties | Input | 000's | 2 | 2019-20: 0.014; 2020-21: 0.01; 2021-22: 0.026; 2022-23: 0.02; 2023-24: 0.02; 2024-25: 0.02; 2025-26: 0.02; 2026-27: 0.02; 2027-28: 0.02; 2028-29: 0.02; 2029-30: 0.02; 2030-31: 0.02; 2031-32: 0.02; 2032-33: 0.02; 2033-34: 0.02; 2034-35: 0.02; 2035-36: 0.02; 2036-37: 0.02; 2037-38: 0.02; 2038-39: 0.02; 2039-40: 0.02; 2040-41: 0.02; 2041-42: 0.02; 2042-43: 0.02; 2043-44: 0.02; 2044-45: 0.02; 2045-46: 0.02; 2046-47: 0.02; 2047-48: 0.02; 2048-49: 0.02; 2049-50: 0.02
36FP | Total Resource Zone Properties (incl. voids) | sum (31FP:34FP) + 34.7FP + 35BL + 35.1BL | 000's | 2 | 3.573 | 3.696 | 3.774 | 3.84 | 3.92 | 4.01 | 4.1 | 4.19 | 4.2 | 4.21 | 4.22 | 4.23 | 4.24 | 4.25 | 4.26 | 4.27 | 4.28 | 4.29 | 4.3 | 4.31 | 4.32 | 4.33 | 4.34 | 4.35 | 4.36 | 4.37 | 4.38 | 4.39 | 4.4 | 4.41 | 4.42 | 3.657 | 3.657 | 3.657 | 3.657 | 3.657 | 3.657 | 3.657 | 3.657 | 3.657 | 3.657 | 3.657 | 3.657 | 3.657 | 3.657 | 3.657 | 3.657 | 3.657 | 3.657 | 3.657 | 3.657 | 3.657 | 3.657 | 3.657 | 3.657 | 3.657 | 3.657 | 3.657 | 3.657 | 3.657 | 3.657 | 3.657 | 3.657 | 3.657 | 3.657 | 3.657 | 3.657 | 3.657 | 3.657 | 3.657 | 3.657 | 3.657 | 3.657 | 3.657 | 3.657 | 3.657 | 3.657 | 3.657 | 3.657 | 3.657 | 3.657
37FP | Measured Non Household - Population | Input | 000's | 2 | 2019-20: 0.322; 2020-21: 0.367; 2021-22: 0.264; 2022-23: 0.269; 2023-24: 6.269; 2024-25: 6.269; 2025-26: 6.269; 2026-27: 6.269; 2027-28: 6.269; 2028-29: 6.269; 2029-30: 6.269; 2030-31: 6.269; 2031-32: 6.269; 2032-33: 6.269; 2033-34: 6.269; 2034-35: 6.269; 2035-36: 6.269; 2036-37: 6.269; 2037-38: 6.269; 2038-39: 6.269; 2039-40: 6.269; 2040-41: 6.269; 2041-42: 6.269; 2042-43: 6.269; 2043-44: 6.269; 2044-45: 6.269; 2045-46: 6.269; 2046-47: 6.269; 2047-48: 6.269; 2048-49: 6.269; 2049-50: 6.269
38FP | Unmeasured Non Household - Population | Input | 000's | 2 | 2019-20: 8.732; 2020-21: 8.799; 2021-22: 9.309; 2022-23: 9.309; 2023-24: 0; 2024-25: 0; 2025-26: 0; 2026-27: 0; 2027-28: 0; 2028-29: 0; 2029-30: 0; 2030-31: 0; 2031-32: 0; 2032-33: 0; 2033-34: 0; 2034-35: 0; 2035-36: 0; 2036-37: 0; 2037-38: 0; 2038-39: 0; 2039-40: 0; 2040-41: 0; 2041-42: 0; 2042-43: 0; 2043-44: 0; 2044-45: 0; 2045-46: 0; 2046-47: 0; 2047-48: 0; 2048-49: 0; 2049-50: 0
39FP | Measured Household - Population | Input | 000's | 2 | 2019-20: 3.845; 2020-21: 4.032; 2021-22: 4.039; 2022-23: 4.265; 2023-24: 6.953; 2024-25: 7.169; 2025-26: 7.385; 2026-27: 7.601; 2027-28: 8.249; 2028-29: 8.273; 2029-30: 8.297; 2030-31: 8.321; 2031-32: 8.345; 2032-33: 8.369; 2033-34: 8.393; 2034-35: 8.417; 2035-36: 8.441; 2036-37: 8.465; 2037-38: 8.489; 2038-39: 8.513; 2039-40: 8.537; 2040-41: 8.561; 2041-42: 8.585; 2042-43: 8.609; 2043-44: 8.633; 2044-45: 8.657; 2045-46: 8.681; 2046-47: 8.705; 2047-48: 8.729; 2048-49: 8.753; 2049-50: 8.777
40FP | Unmeasured Household - Population | Input | 000's | 2 | 2019-20: 0.775; 2020-21: 0.806; 2021-22: 0.768; 2022-23: 0.782; 2023-24: 1.406; 2024-25: 1.406; 2025-26: 1.406; 2026-27: 1.406; 2027-28: 0.782; 2028-29: 0.782; 2029-30: 0.782; 2030-31: 0.782; 2031-32: 0.782; 2032-33: 0.782; 2033-34: 0.782; 2034-35: 0.782; 2035-36: 0.782; 2036-37: 0.782; 2037-38: 0.782; 2038-39: 0.782; 2039-40: 0.782; 2040-41: 0.782; 2041-42: 0.782; 2042-43: 0.782; 2043-44: 0.782; 2044-45: 0.782; 2045-46: 0.782; 2046-47: 0.782; 2047-48: 0.782; 2048-49: 0.782; 2049-50: 0.782
41FP | Total Resource Zone Population | sum (37FP:40FP) | 000's | 2 | 13.674 | 14.004 | 14.38 | 14.625 | 14.628 | 14.844 | 15.06 | 15.276 | 15.3 | 15.324 | 15.348 | 15.372 | 15.396 | 15.42 | 15.444 | 15.468 | 15.492 | 15.516 | 15.54 | 15.564 | 15.588 | 15.612 | 15.636 | 15.66 | 15.684 | 15.708 | 15.732 | 15.756 | 15.78 | 15.804 | 15.828 | 0 | 0 | 0 | 0 | 0 | 0 | 0 | 0 | 0 | 0 | 0 | 0 | 0 | 0 | 0 | 0 | 0 | 0 | 0 | 0 | 0 | 0 | 0 | 0 | 0 | 0 | 0 | 0 | 0 | 0 | 0 | 0 | 0 | 0 | 0 | 0 | 0 | 0 | 0 | 0 | 0 | 0 | 0 | 0 | 0 | 0 | 0 | 0 | 0 | 0
42FP | Average household occupancy rate (excl. voids) | (39FP + 40FP) / (34FP + 35FP) | h/prop | 1 | 2.4 | 2.3998 | 2.3832 | 2.3999 | 2.3999 | 2.3999 | 2.3999 | 2.3999 | 2.3999 | 2.3999 | 2.3999 | 2.3999 | 2.3999 | 2.3999 | 2.3999 | 2.3999 | 2.3999 | 2.3999 | 2.3999 | 2.3999 | 2.3999 | 2.3999 | 2.3999 | 2.3999 | 2.3999 | 2.3999 | 2.3999 | 2.3999 | 2.3999 | 2.3999 | 2.3999 | 0 | 0 | 0 | 0 | 0 | 0 | 0 | 0 | 0 | 0 | 0 | 0 | 0 | 0 | 0 | 0 | 0 | 0 | 0 | 0 | 0 | 0 | 0 | 0 | 0 | 0 | 0 | 0 | 0 | 0 | 0 | 0 | 0 | 0 | 0 | 0 | 0 | 0 | 0 | 0 | 0 | 0 | 0 | 0 | 0 | 0 | 0 | 0 | 0 | 0
43FP | Total Household Metering penetration (excl. voids) | 34FP / (34FP + 35FP) | % | 1 | 83.22% | 83.33% | 84.13% | 84.5% | 83.18% | 83.6% | 84% | 84.39% | 91.34% | 91.36% | 91.38% | 91.41% | 91.43% | 91.45% | 91.47% | 91.49% | 91.52% | 91.54% | 91.56% | 91.58% | 91.6% | 91.63% | 91.65% | 91.67% | 91.69% | 91.71% | 91.73% | 91.75% | 91.77% | 91.79% | 91.82% | 100% | 100% | 100% | 100% | 100% | 100% | 100% | 100% | 100% | 100% | 100% | 100% | 100% | 100% | 100% | 100% | 100% | 100% | 100% | 100% | 100% | 100% | 100% | 100% | 100% | 100% | 100% | 100% | 100% | 100% | 100% | 100% | 100% | 100% | 100% | 100% | 100% | 100% | 100% | 100% | 100% | 100% | 100% | 100% | 100% | 100% | 100% | 100% | 100% | 100%
44FP | Total Household Metering penetration (incl. voids) | (34FP) / (34FP + 34.7FP + 35FP + 35.1FP) | % | 1 | 82.62% | 82.92% | 82.5% | 83.7% | 82.7% | 83.13% | 83.55% | 83.94% | 90.85% | 90.88% | 90.9% | 90.93% | 90.95% | 90.97% | 91% | 91.02% | 91.04% | 91.07% | 91.09% | 91.11% | 91.14% | 91.16% | 91.18% | 91.2% | 91.22% | 91.25% | 91.27% | 91.29% | 91.31% | 91.33% | 91.36% | 100% | 100% | 100% | 100% | 100% | 100% | 100% | 100% | 100% | 100% | 100% | 100% | 100% | 100% | 100% | 100% | 100% | 100% | 100% | 100% | 100% | 100% | 100% | 100% | 100% | 100% | 100% | 100% | 100% | 100% | 100% | 100% | 100% | 100% | 100% | 100% | 100% | 100% | 100% | 100% | 100% | 100% | 100% | 100% | 100% | 100% | 100% | 100% | 100% | 100%
45FP | Distribution input | sum (12FP:15FP) + 21FP + 22FP + 27FP + 28FP | Ml/d | 2 | 4.63 | 3.92 | 3.888 | 5.382 | 4.97 | 4.706 | 4.729 | 4.743 | 4.762 | 4.755 | 4.724 | 4.721 | 4.697 | 4.703 | 4.66 | 4.651 | 4.61 | 4.617 | 4.608 | 4.564 | 4.561 | 4.515 | 4.556 | 4.525 | 4.518 | 4.522 | 4.503 | 4.522 | 4.526 | 4.495 | 4.503 | 0 | 0 | 0 | 0 | 0 | 0 | 0 | 0 | 0 | 0 | 0 | 0 | 0 | 0 | 0 | 0 | 0 | 0 | 0 | 0 | 0 | 0 | 0 | 0 | 0 | 0 | 0 | 0 | 0 | 0 | 0 | 0 | 0 | 0 | 0 | 0 | 0 | 0 | 0 | 0 | 0 | 0 | 0 | 0 | 0 | 0 | 0 | 0 | 0 | 0
46FP | Target headroom (climate change component) | Input | Ml/d | 2 | 2019-20: 0; 2020-21: 0; 2021-22: 0; 2022-23: 0; 2023-24: 0; 2024-25: 0; 2025-26: 0; 2026-27: 0; 2027-28: 0; 2028-29: 0; 2029-30: 0; 2030-31: 0; 2031-32: 0; 2032-33: 0; 2033-34: 0; 2034-35: 0; 2035-36: 0; 2036-37: 0; 2037-38: 0; 2038-39: 0; 2039-40: 0; 2040-41: 0; 2041-42: 0; 2042-43: 0; 2043-44: 0; 2044-45: 0; 2045-46: 0; 2046-47: 0; 2047-48: 0; 2048-49: 0; 2049-50: 0
47FP | Target headroom (All other components) | Input | Ml/d | 2 | 2019-20: 0.3; 2020-21: 0.3; 2021-22: 0.3; 2022-23: 0.33; 2023-24: 0.33; 2024-25: 0.33; 2025-26: 0.33; 2026-27: 0.33; 2027-28: 0.39; 2028-29: 0.39; 2029-30: 0.39; 2030-31: 0.39; 2031-32: 0.39; 2032-33: 0.44; 2033-34: 0.44; 2034-35: 0.44; 2035-36: 0.44; 2036-37: 0.44; 2037-38: 0.44; 2038-39: 0.44; 2039-40: 0.44; 2040-41: 0.52; 2041-42: 0.52; 2042-43: 0.52; 2043-44: 0.52; 2044-45: 0.52; 2045-46: 0.52; 2046-47: 0.52; 2047-48: 0.52; 2048-49: 0.52; 2049-50: 0.52
48FP | Target Headroom | 46FP + 47FP | Ml/d | 2 | 0.3 | 0.3 | 0.3 | 0.33 | 0.33 | 0.33 | 0.33 | 0.33 | 0.39 | 0.39 | 0.39 | 0.39 | 0.39 | 0.44 | 0.44 | 0.44 | 0.44 | 0.44 | 0.44 | 0.44 | 0.44 | 0.52 | 0.52 | 0.52 | 0.52 | 0.52 | 0.52 | 0.52 | 0.52 | 0.52 | 0.52 | 0 | 0 | 0 | 0 | 0 | 0 | 0 | 0 | 0 | 0 | 0 | 0 | 0 | 0 | 0 | 0 | 0 | 0 | 0 | 0 | 0 | 0 | 0 | 0 | 0 | 0 | 0 | 0 | 0 | 0 | 0 | 0 | 0 | 0 | 0 | 0 | 0 | 0 | 0 | 0 | 0 | 0 | 0 | 0 | 0 | 0 | 0 | 0 | 0 | 0
49FP | Available Headroom | 11FP - 45FP | Ml/d | 2 | 2.47 | 2.85 | 3.352 | 0.8219 | 1.2339 | 1.4979 | 1.4749 | 1.4609 | 1.4419 | 1.4489 | 1.4799 | 0.6429 | 0.6669 | 0.6609 | 0.7039 | 0.7129 | 0.7539 | 0.7469 | 0.7559 | 0.7999 | 0.8029 | 0.8489 | 0.8079 | 0.8389 | 0.8459 | 0.8419 | 0.8609 | 0.8419 | 0.8379 | 0.8689 | 0.8609 | 0 | 0 | 0 | 0 | 0 | 0 | 0 | 0 | 0 | 0 | 0 | 0 | 0 | 0 | 0 | 0 | 0 | 0 | 0 | 0 | 0 | 0 | 0 | 0 | 0 | 0 | 0 | 0 | 0 | 0 | 0 | 0 | 0 | 0 | 0 | 0 | 0 | 0 | 0 | 0 | 0 | 0 | 0 | 0 | 0 | 0 | 0 | 0 | 0 | 0
49.1FP | Available non-potable balance (if applicable) | 1.1FP - 12.1FP | Ml/d | 2 | 0 | 0 | 0 | 0 | 0 | 0 | 0 | 0 | 0 | 0 | 0 | 0 | 0 | 0 | 0 | 0 | 0 | 0 | 0 | 0 | 0 | 0 | 0 | 0 | 0 | 0 | 0 | 0 | 0 | 0 | 0 | 0 | 0 | 0 | 0 | 0 | 0 | 0 | 0 | 0 | 0 | 0 | 0 | 0 | 0 | 0 | 0 | 0 | 0 | 0 | 0 | 0 | 0 | 0 | 0 | 0 | 0 | 0 | 0 | 0 | 0 | 0 | 0 | 0 | 0 | 0 | 0 | 0 | 0 | 0 | 0 | 0 | 0 | 0 | 0 | 0 | 0 | 0 | 0 | 0 | 0
50FP | Supply Demand Balance | 49FP - 48FP | Ml/d | 2 | 2.17 | 2.55 | 3.052 | 0.4919 | 0.9039 | 1.1679 | 1.1449 | 1.1309 | 1.0519 | 1.0589 | 1.0899 | 0.2529 | 0.2769 | 0.2209 | 0.2639 | 0.2729 | 0.3139 | 0.3069 | 0.3159 | 0.3599 | 0.3629 | 0.3289 | 0.2879 | 0.3189 | 0.3259 | 0.3219 | 0.3409 | 0.3219 | 0.3179 | 0.3489 | 0.3409 | 0 | 0 | 0 | 0 | 0 | 0 | 0 | 0 | 0 | 0 | 0 | 0 | 0 | 0 | 0 | 0 | 0 | 0 | 0 | 0 | 0 | 0 | 0 | 0 | 0 | 0 | 0 | 0 | 0 | 0 | 0 | 0 | 0 | 0 | 0 | 0 | 0 | 0 | 0 | 0 | 0 | 0 | 0 | 0 | 0 | 0 | 0 | 0 | 0 | 0
Data for Charts
DYAA Baseline |  |  |  |  | 2019-20 | 2020-21 | 2021-22 | 2022-23 | 2023-24 | 2024-25 | 2025-26 | 2026-27 | 2027-28 | 2028-29 | 2029-30 | 2030-31 | 2031-32 | 2032-33 | 2033-34 | 2034-35 | 2035-36 | 2036-37 | 2037-38 | 2038-39 | 2039-40 | 2040-41 | 2041-42 | 2042-43 | 2043-44 | 2044-45 | 2045-46 | 2046-47 | 2047-48 | 2048-49 | 2049-50 | 2050-51 | 2051-52 | 2052-53 | 2053-54 | 2054-55 | 2055-56 | 2056-57 | 2057-58 | 2058-59 | 2059-60 | 2060-61 | 2061-62 | 2062-63 | 2063-64 | 2064-65 | 2065-66 | 2066-67 | 2067-68 | 2068-69 | 2069-70 | 2070-71 | 2071-72 | 2072-73 | 2073-74 | 2074-75 | 2075-76 | 2076-77 | 2077-78 | 2078-79 | 2079-80 | 2080-81 | 2081-82 | 2082-83 | 2083-84 | 2084-85 | 2085-86 | 2086-87 | 2087-88 | 2088-89 | 2089-90 | 2090-91 | 2091-92 | 2092-93 | 2093-94 | 2094-95 | 2095-96 | 2096-97 | 2097-98 | 2098-99 | 2099-100
| Measured HH consumption |  | Ml/d | 2 | 0.47 | 0.62 | 0.595 | 0.59 | 0.92 | 0.95 | 0.98 | 1.01 | 1.02 | 1.02 | 1.02 | 1.02 | 1.03 | 1.03 | 1.03 | 1.04 | 1.04 | 1.04 | 1.05 | 1.05 | 1.05 | 1.05 | 1.06 | 1.06 | 1.06 | 1.07 | 1.07 | 1.07 | 1.08 | 1.08 | 1.08 | 0 | 0 | 0 | 0 | 0 | 0 | 0 | 0 | 0 | 0 | 0 | 0 | 0 | 0 | 0 | 0 | 0 | 0 | 0 | 0 | 0 | 0 | 0 | 0 | 0 | 0 | 0 | 0 | 0 | 0 | 0 | 0 | 0 | 0 | 0 | 0 | 0 | 0 | 0 | 0 | 0 | 0 | 0 | 0 | 0 | 0 | 0 | 0 | 0 | 0
| Unmeasured HH consumption |  | Ml/d | 2 | 0.1 | 0.14 | 0.065 | 0.07 | 0.15 | 0.15 | 0.15 | 0.15 | 0.15 | 0.15 | 0.15 | 0.15 | 0.15 | 0.15 | 0.15 | 0.15 | 0.15 | 0.15 | 0.15 | 0.15 | 0.15 | 0.15 | 0.15 | 0.15 | 0.15 | 0.15 | 0.15 | 0.15 | 0.15 | 0.15 | 0.15 | 0 | 0 | 0 | 0 | 0 | 0 | 0 | 0 | 0 | 0 | 0 | 0 | 0 | 0 | 0 | 0 | 0 | 0 | 0 | 0 | 0 | 0 | 0 | 0 | 0 | 0 | 0 | 0 | 0 | 0 | 0 | 0 | 0 | 0 | 0 | 0 | 0 | 0 | 0 | 0 | 0 | 0 | 0 | 0 | 0 | 0 | 0 | 0 | 0 | 0
| Non-HH consumption |  | Ml/d | 2 | 3.15 | 2.29 | 2.414 | 3.17 | 2.783 | 2.789 | 2.795 | 2.801 | 2.807 | 2.813 | 2.819 | 2.825 | 2.831 | 2.837 | 2.843 | 2.849 | 2.855 | 2.861 | 2.867 | 2.873 | 2.879 | 2.885 | 2.891 | 2.897 | 2.903 | 2.909 | 2.915 | 2.921 | 2.927 | 2.933 | 2.939 | 0 | 0 | 0 | 0 | 0 | 0 | 0 | 0 | 0 | 0 | 0 | 0 | 0 | 0 | 0 | 0 | 0 | 0 | 0 | 0 | 0 | 0 | 0 | 0 | 0 | 0 | 0 | 0 | 0 | 0 | 0 | 0 | 0 | 0 | 0 | 0 | 0 | 0 | 0 | 0 | 0 | 0 | 0 | 0 | 0 | 0 | 0 | 0 | 0 | 0
| Total Leakage |  | Ml/d | 2 | 0.9 | 0.86 | 0.813 | 1.54 | 1.55 | 1.55 | 1.55 | 1.55 | 1.55 | 1.55 | 1.55 | 1.55 | 1.55 | 1.55 | 1.55 | 1.55 | 1.55 | 1.55 | 1.55 | 1.55 | 1.55 | 1.55 | 1.55 | 1.55 | 1.55 | 1.55 | 1.55 | 1.55 | 1.55 | 1.55 | 1.55 | 0 | 0 | 0 | 0 | 0 | 0 | 0 | 0 | 0 | 0 | 0 | 0 | 0 | 0 | 0 | 0 | 0 | 0 | 0 | 0 | 0 | 0 | 0 | 0 | 0 | 0 | 0 | 0 | 0 | 0 | 0 | 0 | 0 | 0 | 0 | 0 | 0 | 0 | 0 | 0 | 0 | 0 | 0 | 0 | 0 | 0 | 0 | 0 | 0 | 0
| Other demand components |  | Ml/d | 2 | 0.01 | 0.01 | 0.001 | 0.012 | 0.037 | 0.012 | 0.012 | 0.012 | 0.037 | 0.037 | 0.012 | 0.027 | 0.012 | 0.037 | 0.012 | 0.012 | 0.012 | 0.037 | 0.037 | 0.012 | 0.027 | 0.012 | 0.037 | 0.012 | 0.012 | 0.012 | 0.012 | 0.037 | 0.037 | 0.012 | 0.027 | 0 | 0 | 0 | 0 | 0 | 0 | 0 | 0 | 0 | 0 | 0 | 0 | 0 | 0 | 0 | 0 | 0 | 0 | 0 | 0 | 0 | 0 | 0 | 0 | 0 | 0 | 0 | 0 | 0 | 0 | 0 | 0 | 0 | 0 | 0 | 0 | 0 | 0 | 0 | 0 | 0 | 0 | 0 | 0 | 0 | 0 | 0 | 0 | 0 | 0
| Total Water Available for use |  | Ml/d | 2 | 7.1 | 6.77 | 7.24 | 7.1539 | 6.2139 | 6.2139 | 6.2139 | 6.2139 | 6.2139 | 6.2139 | 6.2139 | 5.3739 | 5.3739 | 5.3739 | 5.3739 | 5.3739 | 5.3739 | 5.3739 | 5.3739 | 5.3739 | 5.3739 | 5.3739 | 5.3739 | 5.3739 | 5.3739 | 5.3739 | 5.3739 | 5.3739 | 5.3739 | 5.3739 | 5.3739 | 0 | 0 | 0 | 0 | 0 | 0 | 0 | 0 | 0 | 0 | 0 | 0 | 0 | 0 | 0 | 0 | 0 | 0 | 0 | 0 | 0 | 0 | 0 | 0 | 0 | 0 | 0 | 0 | 0 | 0 | 0 | 0 | 0 | 0 | 0 | 0 | 0 | 0 | 0 | 0 | 0 | 0 | 0 | 0 | 0 | 0 | 0 | 0 | 0 | 0
| Total Demand + Target Headroom |  | Ml/d | 2 | 4.93 | 4.22 | 4.188 | 5.712 | 5.77 | 5.781 | 5.817 | 5.853 | 5.954 | 5.96 | 5.941 | 5.962 | 5.963 | 6.044 | 6.025 | 6.041 | 6.047 | 6.078 | 6.094 | 6.075 | 6.096 | 6.167 | 6.208 | 6.189 | 6.195 | 6.211 | 6.217 | 6.248 | 6.264 | 6.245 | 6.266 | 0 | 0 | 0 | 0 | 0 | 0 | 0 | 0 | 0 | 0 | 0 | 0 | 0 | 0 | 0 | 0 | 0 | 0 | 0 | 0 | 0 | 0 | 0 | 0 | 0 | 0 | 0 | 0 | 0 | 0 | 0 | 0 | 0 | 0 | 0 | 0 | 0 | 0 | 0 | 0 | 0 | 0 | 0 | 0 | 0 | 0 | 0 | 0 | 0 | 0
DYAA Final Plan |  |  |  |  | 2019-20 | 2020-21 | 2021-22 | 2022-23 | 2023-24 | 2024-25 | 2025-26 | 2026-27 | 2027-28 | 2028-29 | 2029-30 | 2030-31 | 2031-32 | 2032-33 | 2033-34 | 2034-35 | 2035-36 | 2036-37 | 2037-38 | 2038-39 | 2039-40 | 2040-41 | 2041-42 | 2042-43 | 2043-44 | 2044-45 | 2045-46 | 2046-47 | 2047-48 | 2048-49 | 2049-50 | 2050-51 | 2051-52 | 2052-53 | 2053-54 | 2054-55 | 2055-56 | 2056-57 | 2057-58 | 2058-59 | 2059-60 | 2060-61 | 2061-62 | 2062-63 | 2063-64 | 2064-65 | 2065-66 | 2066-67 | 2067-68 | 2068-69 | 2069-70 | 2070-71 | 2071-72 | 2072-73 | 2073-74 | 2074-75 | 2075-76 | 2076-77 | 2077-78 | 2078-79 | 2079-80 | 2080-81 | 2081-82 | 2082-83 | 2083-84 | 2084-85 | 2085-86 | 2086-87 | 2087-88 | 2088-89 | 2089-90 | 2090-91 | 2091-92 | 2092-93 | 2093-94 | 2094-95 | 2095-96 | 2096-97 | 2097-98 | 2098-99 | 2099-100
| Measured HH consumption |  | Ml/d | 2 | 0.47 | 0.62 | 0.595 | 0.59 | 0.92 | 0.83 | 0.86 | 0.88 | 0.95 | 0.95 | 0.95 | 0.95 | 0.96 | 0.96 | 0.96 | 0.97 | 0.97 | 0.97 | 0.98 | 0.98 | 0.98 | 0.98 | 0.99 | 0.99 | 0.99 | 1 | 1 | 1 | 1.01 | 1.01 | 1.01 | 0 | 0 | 0 | 0 | 0 | 0 | 0 | 0 | 0 | 0 | 0 | 0 | 0 | 0 | 0 | 0 | 0 | 0 | 0 | 0 | 0 | 0 | 0 | 0 | 0 | 0 | 0 | 0 | 0 | 0 | 0 | 0 | 0 | 0 | 0 | 0 | 0 | 0 | 0 | 0 | 0 | 0 | 0 | 0 | 0 | 0 | 0 | 0 | 0 | 0
| Unmeasured HH consumption |  | Ml/d | 2 | 0.1 | 0.14 | 0.065 | 0.07 | 0.15 | 0.13 | 0.13 | 0.13 | 0.08 | 0.08 | 0.08 | 0.08 | 0.08 | 0.08 | 0.08 | 0.08 | 0.08 | 0.08 | 0.08 | 0.08 | 0.08 | 0.08 | 0.08 | 0.08 | 0.08 | 0.08 | 0.08 | 0.08 | 0.08 | 0.08 | 0.08 | 0 | 0 | 0 | 0 | 0 | 0 | 0 | 0 | 0 | 0 | 0 | 0 | 0 | 0 | 0 | 0 | 0 | 0 | 0 | 0 | 0 | 0 | 0 | 0 | 0 | 0 | 0 | 0 | 0 | 0 | 0 | 0 | 0 | 0 | 0 | 0 | 0 | 0 | 0 | 0 | 0 | 0 | 0 | 0 | 0 | 0 | 0 | 0 | 0 | 0
| Non-HH consumption |  | Ml/d | 2 | 3.15 | 2.29 | 2.414 | 3.17 | 2.313 | 2.319 | 2.325 | 2.331 | 2.337 | 2.343 | 2.349 | 2.355 | 2.361 | 2.367 | 2.373 | 2.379 | 2.375 | 2.381 | 2.387 | 2.393 | 2.399 | 2.405 | 2.411 | 2.417 | 2.423 | 2.429 | 2.435 | 2.441 | 2.447 | 2.453 | 2.459 | 0 | 0 | 0 | 0 | 0 | 0 | 0 | 0 | 0 | 0 | 0 | 0 | 0 | 0 | 0 | 0 | 0 | 0 | 0 | 0 | 0 | 0 | 0 | 0 | 0 | 0 | 0 | 0 | 0 | 0 | 0 | 0 | 0 | 0 | 0 | 0 | 0 | 0 | 0 | 0 | 0 | 0 | 0 | 0 | 0 | 0 | 0 | 0 | 0 | 0
| Total Leakage |  | Ml/d | 2 | 0.9 | 0.86 | 0.813 | 1.54 | 1.55 | 1.415 | 1.402 | 1.39 | 1.358 | 1.345 | 1.333 | 1.309 | 1.284 | 1.259 | 1.235 | 1.21 | 1.173 | 1.149 | 1.124 | 1.099 | 1.075 | 1.038 | 1.038 | 1.026 | 1.013 | 1.001 | 0.976 | 0.964 | 0.952 | 0.94 | 0.927 | 0 | 0 | 0 | 0 | 0 | 0 | 0 | 0 | 0 | 0 | 0 | 0 | 0 | 0 | 0 | 0 | 0 | 0 | 0 | 0 | 0 | 0 | 0 | 0 | 0 | 0 | 0 | 0 | 0 | 0 | 0 | 0 | 0 | 0 | 0 | 0 | 0 | 0 | 0 | 0 | 0 | 0 | 0 | 0 | 0 | 0 | 0 | 0 | 0 | 0
| Other demand components |  | Ml/d | 2 | 0.01 | 0.01 | 0.001 | 0.012 | 0.037 | 0.012 | 0.012 | 0.012 | 0.037 | 0.037 | 0.012 | 0.027 | 0.012 | 0.037 | 0.012 | 0.012 | 0.012 | 0.037 | 0.037 | 0.012 | 0.027 | 0.012 | 0.037 | 0.012 | 0.012 | 0.012 | 0.012 | 0.037 | 0.037 | 0.012 | 0.027 | 0 | 0 | 0 | 0 | 0 | 0 | 0 | 0 | 0 | 0 | 0 | 0 | 0 | 0 | 0 | 0 | 0 | 0 | 0 | 0 | 0 | 0 | 0 | 0 | 0 | 0 | 0 | 0 | 0 | 0 | 0 | 0 | 0 | 0 | 0 | 0 | 0 | 0 | 0 | 0 | 0 | 0 | 0 | 0 | 0 | 0 | 0 | 0 | 0 | 0
| Total Water Available for use |  | Ml/d | 2 | 7.1 | 6.77 | 7.24 | 7.1539 | 6.2139 | 6.2139 | 6.2139 | 6.2139 | 6.2139 | 6.2139 | 6.2139 | 5.3739 | 5.3739 | 5.3739 | 5.3739 | 5.3739 | 5.3739 | 5.3739 | 5.3739 | 5.3739 | 5.3739 | 5.3739 | 5.3739 | 5.3739 | 5.3739 | 5.3739 | 5.3739 | 5.3739 | 5.3739 | 5.3739 | 5.3739 | 0 | 0 | 0 | 0 | 0 | 0 | 0 | 0 | 0 | 0 | 0 | 0 | 0 | 0 | 0 | 0 | 0 | 0 | 0 | 0 | 0 | 0 | 0 | 0 | 0 | 0 | 0 | 0 | 0 | 0 | 0 | 0 | 0 | 0 | 0 | 0 | 0 | 0 | 0 | 0 | 0 | 0 | 0 | 0 | 0 | 0 | 0 | 0 | 0 | 0
| Total Demand + Target Headroom |  | Ml/d | 2 | 4.93 | 4.22 | 4.188 | 5.712 | 5.3 | 5.036 | 5.059 | 5.073 | 5.152 | 5.145 | 5.114 | 5.111 | 5.087 | 5.143 | 5.1 | 5.091 | 5.05 | 5.057 | 5.048 | 5.004 | 5.001 | 5.035 | 5.076 | 5.045 | 5.038 | 5.042 | 5.023 | 5.042 | 5.046 | 5.015 | 5.023 | 0 | 0 | 0 | 0 | 0 | 0 | 0 | 0 | 0 | 0 | 0 | 0 | 0 | 0 | 0 | 0 | 0 | 0 | 0 | 0 | 0 | 0 | 0 | 0 | 0 | 0 | 0 | 0 | 0 | 0 | 0 | 0 | 0 | 0 | 0 | 0 | 0 | 0 | 0 | 0 | 0 | 0 | 0 | 0 | 0 | 0 | 0 | 0 | 0 | 0
DYCP Baseline |  |  |  |  | 2019-20 | 2020-21 | 2021-22 | 2022-23 | 2023-24 | 2024-25 | 2025-26 | 2026-27 | 2027-28 | 2028-29 | 2029-30 | 2030-31 | 2031-32 | 2032-33 | 2033-34 | 2034-35 | 2035-36 | 2036-37 | 2037-38 | 2038-39 | 2039-40 | 2040-41 | 2041-42 | 2042-43 | 2043-44 | 2044-45 | 2045-46 | 2046-47 | 2047-48 | 2048-49 | 2049-50 | 2050-51 | 2051-52 | 2052-53 | 2053-54 | 2054-55 | 2055-56 | 2056-57 | 2057-58 | 2058-59 | 2059-60 | 2060-61 | 2061-62 | 2062-63 | 2063-64 | 2064-65 | 2065-66 | 2066-67 | 2067-68 | 2068-69 | 2069-70 | 2070-71 | 2071-72 | 2072-73 | 2073-74 | 2074-75 | 2075-76 | 2076-77 | 2077-78 | 2078-79 | 2079-80 | 2080-81 | 2081-82 | 2082-83 | 2083-84 | 2084-85 | 2085-86 | 2086-87 | 2087-88 | 2088-89 | 2089-90 | 2090-91 | 2091-92 | 2092-93 | 2093-94 | 2094-95 | 2095-96 | 2096-97 | 2097-98 | 2098-99 | 2099-100
| Measured HH consumption |  | Ml/d | 2 | 0.47 | 0.62 | 0.595 | 0.59 | 0.92 | 0.95 | 0.98 | 1.01 | 1.02 | 1.02 | 1.02 | 1.02 | 1.03 | 1.03 | 1.03 | 1.04 | 1.04 | 1.04 | 1.05 | 1.05 | 1.05 | 1.05 | 1.06 | 1.06 | 1.06 | 1.07 | 1.07 | 1.07 | 1.08 | 1.08 | 1.08 | 0 | 0 | 0 | 0 | 0 | 0 | 0 | 0 | 0 | 0 | 0 | 0 | 0 | 0 | 0 | 0 | 0 | 0 | 0 | 0 | 0 | 0 | 0 | 0 | 0 | 0 | 0 | 0 | 0 | 0 | 0 | 0 | 0 | 0 | 0 | 0 | 0 | 0 | 0 | 0 | 0 | 0 | 0 | 0 | 0 | 0 | 0 | 0 | 0 | 0
| Unmeasured HH consumption |  | Ml/d | 2 | 0.1 | 0.14 | 0.065 | 0.07 | 0.15 | 0.15 | 0.15 | 0.15 | 0.15 | 0.15 | 0.15 | 0.15 | 0.15 | 0.15 | 0.15 | 0.15 | 0.15 | 0.15 | 0.15 | 0.15 | 0.15 | 0.15 | 0.15 | 0.15 | 0.15 | 0.15 | 0.15 | 0.15 | 0.15 | 0.15 | 0.15 | 0 | 0 | 0 | 0 | 0 | 0 | 0 | 0 | 0 | 0 | 0 | 0 | 0 | 0 | 0 | 0 | 0 | 0 | 0 | 0 | 0 | 0 | 0 | 0 | 0 | 0 | 0 | 0 | 0 | 0 | 0 | 0 | 0 | 0 | 0 | 0 | 0 | 0 | 0 | 0 | 0 | 0 | 0 | 0 | 0 | 0 | 0 | 0 | 0 | 0
| Non-HH consumption |  | Ml/d | 2 | 3.15 | 2.29 | 2.414 | 3.17 | 2.783 | 2.789 | 2.795 | 2.801 | 2.807 | 2.813 | 2.819 | 2.825 | 2.831 | 2.837 | 2.843 | 2.849 | 2.855 | 2.861 | 2.867 | 2.873 | 2.879 | 2.885 | 2.891 | 2.897 | 2.903 | 2.909 | 2.915 | 2.921 | 2.927 | 2.933 | 2.939 | 0 | 0 | 0 | 0 | 0 | 0 | 0 | 0 | 0 | 0 | 0 | 0 | 0 | 0 | 0 | 0 | 0 | 0 | 0 | 0 | 0 | 0 | 0 | 0 | 0 | 0 | 0 | 0 | 0 | 0 | 0 | 0 | 0 | 0 | 0 | 0 | 0 | 0 | 0 | 0 | 0 | 0 | 0 | 0 | 0 | 0 | 0 | 0 | 0 | 0
| Total Leakage |  | Ml/d | 2 | 0.9 | 0.86 | 0.813 | 1.54 | 1.55 | 1.55 | 1.55 | 1.55 | 1.55 | 1.55 | 1.55 | 1.55 | 1.55 | 1.55 | 1.55 | 1.55 | 1.55 | 1.55 | 1.55 | 1.55 | 1.55 | 1.55 | 1.55 | 1.55 | 1.55 | 1.55 | 1.55 | 1.55 | 1.55 | 1.55 | 1.55 | 0 | 0 | 0 | 0 | 0 | 0 | 0 | 0 | 0 | 0 | 0 | 0 | 0 | 0 | 0 | 0 | 0 | 0 | 0 | 0 | 0 | 0 | 0 | 0 | 0 | 0 | 0 | 0 | 0 | 0 | 0 | 0 | 0 | 0 | 0 | 0 | 0 | 0 | 0 | 0 | 0 | 0 | 0 | 0 | 0 | 0 | 0 | 0 | 0 | 0
| Other demand components |  | Ml/d | 2 | 0.01 | 0.01 | 0.001 | 0.012 | 0.037 | 0.012 | 0.012 | 0.012 | 0.037 | 0.037 | 0.012 | 0.027 | 0.012 | 0.037 | 0.012 | 0.012 | 0.012 | 0.037 | 0.037 | 0.012 | 0.027 | 0.012 | 0.037 | 0.012 | 0.012 | 0.012 | 0.012 | 0.037 | 0.037 | 0.012 | 0.027 | 0 | 0 | 0 | 0 | 0 | 0 | 0 | 0 | 0 | 0 | 0 | 0 | 0 | 0 | 0 | 0 | 0 | 0 | 0 | 0 | 0 | 0 | 0 | 0 | 0 | 0 | 0 | 0 | 0 | 0 | 0 | 0 | 0 | 0 | 0 | 0 | 0 | 0 | 0 | 0 | 0 | 0 | 0 | 0 | 0 | 0 | 0 | 0 | 0 | 0
| Total Water Available for use |  | Ml/d | 2 | 7.1 | 6.77 | 7.24 | 6.2039 | 6.2039 | 6.2039 | 6.2039 | 6.2039 | 6.2039 | 6.2039 | 6.2039 | 5.3639 | 5.3639 | 5.3639 | 5.3639 | 5.3639 | 5.3639 | 5.3639 | 5.3639 | 5.3639 | 5.3639 | 5.3639 | 5.3639 | 5.3639 | 5.3639 | 5.3639 | 5.3639 | 5.3639 | 5.3639 | 5.3639 | 5.3639 | 0 | 0 | 0 | 0 | 0 | 0 | 0 | 0 | 0 | 0 | 0 | 0 | 0 | 0 | 0 | 0 | 0 | 0 | 0 | 0 | 0 | 0 | 0 | 0 | 0 | 0 | 0 | 0 | 0 | 0 | 0 | 0 | 0 | 0 | 0 | 0 | 0 | 0 | 0 | 0 | 0 | 0 | 0 | 0 | 0 | 0 | 0 | 0 | 0 | 0
| Total Demand + Target Headroom |  | Ml/d | 2 | 4.93 | 4.22 | 4.188 | 5.712 | 5.77 | 5.781 | 5.817 | 5.853 | 5.954 | 5.96 | 5.941 | 5.962 | 5.963 | 6.044 | 6.025 | 6.041 | 6.047 | 6.078 | 6.094 | 6.075 | 6.096 | 6.167 | 6.208 | 6.189 | 6.195 | 6.211 | 6.217 | 6.248 | 6.264 | 6.245 | 6.266 | 0 | 0 | 0 | 0 | 0 | 0 | 0 | 0 | 0 | 0 | 0 | 0 | 0 | 0 | 0 | 0 | 0 | 0 | 0 | 0 | 0 | 0 | 0 | 0 | 0 | 0 | 0 | 0 | 0 | 0 | 0 | 0 | 0 | 0 | 0 | 0 | 0 | 0 | 0 | 0 | 0 | 0 | 0 | 0 | 0 | 0 | 0 | 0 | 0 | 0
DYCP Final Plan |  |  |  |  | 2019-20 | 2020-21 | 2021-22 | 2022-23 | 2023-24 | 2024-25 | 2025-26 | 2026-27 | 2027-28 | 2028-29 | 2029-30 | 2030-31 | 2031-32 | 2032-33 | 2033-34 | 2034-35 | 2035-36 | 2036-37 | 2037-38 | 2038-39 | 2039-40 | 2040-41 | 2041-42 | 2042-43 | 2043-44 | 2044-45 | 2045-46 | 2046-47 | 2047-48 | 2048-49 | 2049-50 | 2050-51 | 2051-52 | 2052-53 | 2053-54 | 2054-55 | 2055-56 | 2056-57 | 2057-58 | 2058-59 | 2059-60 | 2060-61 | 2061-62 | 2062-63 | 2063-64 | 2064-65 | 2065-66 | 2066-67 | 2067-68 | 2068-69 | 2069-70 | 2070-71 | 2071-72 | 2072-73 | 2073-74 | 2074-75 | 2075-76 | 2076-77 | 2077-78 | 2078-79 | 2079-80 | 2080-81 | 2081-82 | 2082-83 | 2083-84 | 2084-85 | 2085-86 | 2086-87 | 2087-88 | 2088-89 | 2089-90 | 2090-91 | 2091-92 | 2092-93 | 2093-94 | 2094-95 | 2095-96 | 2096-97 | 2097-98 | 2098-99 | 2099-100
| Measured HH consumption |  | Ml/d | 2 | 0.47 | 0.62 | 0.595 | 0.59 | 0.92 | 0.83 | 0.86 | 0.88 | 0.95 | 0.95 | 0.95 | 0.95 | 0.96 | 0.96 | 0.96 | 0.97 | 0.97 | 0.97 | 0.98 | 0.98 | 0.98 | 0.98 | 0.99 | 0.99 | 0.99 | 1 | 1 | 1 | 1.01 | 1.01 | 1.01 | 0 | 0 | 0 | 0 | 0 | 0 | 0 | 0 | 0 | 0 | 0 | 0 | 0 | 0 | 0 | 0 | 0 | 0 | 0 | 0 | 0 | 0 | 0 | 0 | 0 | 0 | 0 | 0 | 0 | 0 | 0 | 0 | 0 | 0 | 0 | 0 | 0 | 0 | 0 | 0 | 0 | 0 | 0 | 0 | 0 | 0 | 0 | 0 | 0 | 0
| Unmeasured HH consumption |  | Ml/d | 2 | 0.1 | 0.14 | 0.065 | 0.07 | 0.15 | 0.13 | 0.13 | 0.13 | 0.08 | 0.08 | 0.08 | 0.08 | 0.08 | 0.08 | 0.08 | 0.08 | 0.08 | 0.08 | 0.08 | 0.08 | 0.08 | 0.08 | 0.08 | 0.08 | 0.08 | 0.08 | 0.08 | 0.08 | 0.08 | 0.08 | 0.08 | 0 | 0 | 0 | 0 | 0 | 0 | 0 | 0 | 0 | 0 | 0 | 0 | 0 | 0 | 0 | 0 | 0 | 0 | 0 | 0 | 0 | 0 | 0 | 0 | 0 | 0 | 0 | 0 | 0 | 0 | 0 | 0 | 0 | 0 | 0 | 0 | 0 | 0 | 0 | 0 | 0 | 0 | 0 | 0 | 0 | 0 | 0 | 0 | 0 | 0
| Non-HH consumption |  | Ml/d | 2 | 3.15 | 2.29 | 2.414 | 3.17 | 2.313 | 2.319 | 2.325 | 2.331 | 2.337 | 2.343 | 2.349 | 2.355 | 2.361 | 2.367 | 2.373 | 2.379 | 2.375 | 2.381 | 2.387 | 2.393 | 2.399 | 2.405 | 2.411 | 2.417 | 2.423 | 2.429 | 2.435 | 2.441 | 2.447 | 2.453 | 2.459 | 0 | 0 | 0 | 0 | 0 | 0 | 0 | 0 | 0 | 0 | 0 | 0 | 0 | 0 | 0 | 0 | 0 | 0 | 0 | 0 | 0 | 0 | 0 | 0 | 0 | 0 | 0 | 0 | 0 | 0 | 0 | 0 | 0 | 0 | 0 | 0 | 0 | 0 | 0 | 0 | 0 | 0 | 0 | 0 | 0 | 0 | 0 | 0 | 0 | 0
| Total Leakage |  | Ml/d | 2 | 0.9 | 0.86 | 0.813 | 1.54 | 1.55 | 1.415 | 1.402 | 1.39 | 1.358 | 1.345 | 1.333 | 1.309 | 1.284 | 1.259 | 1.235 | 1.21 | 1.173 | 1.149 | 1.124 | 1.099 | 1.075 | 1.038 | 1.038 | 1.026 | 1.013 | 1.001 | 0.976 | 0.964 | 0.952 | 0.94 | 0.927 | 0 | 0 | 0 | 0 | 0 | 0 | 0 | 0 | 0 | 0 | 0 | 0 | 0 | 0 | 0 | 0 | 0 | 0 | 0 | 0 | 0 | 0 | 0 | 0 | 0 | 0 | 0 | 0 | 0 | 0 | 0 | 0 | 0 | 0 | 0 | 0 | 0 | 0 | 0 | 0 | 0 | 0 | 0 | 0 | 0 | 0 | 0 | 0 | 0 | 0
| Other demand components |  | Ml/d | 2 | 0.01 | 0.01 | 0.001 | 0.012 | 0.037 | 0.012 | 0.012 | 0.012 | 0.037 | 0.037 | 0.012 | 0.027 | 0.012 | 0.037 | 0.012 | 0.012 | 0.012 | 0.037 | 0.037 | 0.012 | 0.027 | 0.012 | 0.037 | 0.012 | 0.012 | 0.012 | 0.012 | 0.037 | 0.037 | 0.012 | 0.027 | 0 | 0 | 0 | 0 | 0 | 0 | 0 | 0 | 0 | 0 | 0 | 0 | 0 | 0 | 0 | 0 | 0 | 0 | 0 | 0 | 0 | 0 | 0 | 0 | 0 | 0 | 0 | 0 | 0 | 0 | 0 | 0 | 0 | 0 | 0 | 0 | 0 | 0 | 0 | 0 | 0 | 0 | 0 | 0 | 0 | 0 | 0 | 0 | 0 | 0
| Total Water Available for use |  | Ml/d | 2 | 7.1 | 6.77 | 7.24 | 6.2039 | 6.2039 | 6.2039 | 6.2039 | 6.2039 | 6.2039 | 6.2039 | 6.2039 | 5.3639 | 5.3639 | 5.3639 | 5.3639 | 5.3639 | 5.3639 | 5.3639 | 5.3639 | 5.3639 | 5.3639 | 5.3639 | 5.3639 | 5.3639 | 5.3639 | 5.3639 | 5.3639 | 5.3639 | 5.3639 | 5.3639 | 5.3639 | 0 | 0 | 0 | 0 | 0 | 0 | 0 | 0 | 0 | 0 | 0 | 0 | 0 | 0 | 0 | 0 | 0 | 0 | 0 | 0 | 0 | 0 | 0 | 0 | 0 | 0 | 0 | 0 | 0 | 0 | 0 | 0 | 0 | 0 | 0 | 0 | 0 | 0 | 0 | 0 | 0 | 0 | 0 | 0 | 0 | 0 | 0 | 0 | 0 | 0
| Total Demand + Target Headroom |  | Ml/d | 2 | 4.93 | 4.22 | 4.188 | 5.712 | 5.3 | 5.036 | 5.059 | 5.073 | 5.152 | 5.145 | 5.114 | 5.111 | 5.087 | 5.143 | 5.1 | 5.091 | 5.05 | 5.057 | 5.048 | 5.004 | 5.001 | 5.035 | 5.076 | 5.045 | 5.038 | 5.042 | 5.023 | 5.042 | 5.046 | 5.015 | 5.023 | 0 | 0 | 0 | 0 | 0 | 0 | 0 | 0 | 0 | 0 | 0 | 0 | 0 | 0 | 0 | 0 | 0 | 0 | 0 | 0 | 0 | 0 | 0 | 0 | 0 | 0 | 0 | 0 | 0 | 0 | 0 | 0 | 0 | 0 | 0 | 0 | 0 | 0 | 0 | 0 | 0 | 0 | 0 | 0 | 0 | 0 | 0 | 0 | 0 | 0

## 4. Options Appraisal Summary
Water Company | Veolia Water Projects Limited | Version |  |  | Back to title page
Table 4: WC Level - Options Appraisal Summary | [32 empty] | Natural capital Summary | Biodiversity and Habitat |  | Climate Regulation |  | Natural Hazard Regulation |  | Water Purification |  | Water Regulation |  | Recreation and Tourism
WRMP24 Reference | Option ID | Option Name | Option type Defined List | Option Group | WRZ(s) benefitting from option Defined codes, accept multiples using "," separator, or "Company Wide" | Option status Defined | Third Party Option Flag Y/N | Partnership Option TOTEX - all parties (where applicable) | Interdependent Options (State one or more option IDs) | Preferred (Most Likely) Programme Y/N | Least Cost Programme Y/N | Ofwat Core Programme Y/N | Alternative Programme 1 Y/N | Alternative Programme 2 Y/N | Alternative Programme 3 Y/N | Reason for option rejection | WRZ transfer is from Defined List | WRZ transfer is to Defined List | Gains in WAFU / Savings in Demand on full implementation (Ml/d) | Option benefits lead-in time (Years) | First year of option use in preferred programme (year) (Preferred programme (most likely) only) | Totex expenditure prior to option in use (£m) | Totex expenditure per annum post option in use under maximum utilisation scenario (£m) | Average totex expenditure per annum post option in use (£m) | Average option utilisation used for average totex expenditure and operational carbon forecasts (Ml/d) | Maximum option utilisation across the planning period (Ml/d) | Embodied carbon emissions (tCO2 equivalent) | Operational carbon emissions under maximum utilisation scenario (tCO2 equivalent per annum) | Average operational carbon emissions (tCO2 equivalent per annum) | Total Carbon Cost (£M) | Average Incremental Cost (AIC) (p/m3) | Total NPC (£m) | Natural capital impact of option (define units) | B&H Non-monetised metric where applicable (define units) | B&H Monetised metric where applicable (£M) | CR Non-monetised metric where applicable (define units) | CR Monetised metric where applicable (£M) | NHR Non-monetised metric where applicable (define units) | NHR Monetised metric where applicable (£M) | WP Non-monetised metric where applicable (define units) | WP Monetised metric where applicable (£M) | WReg Non-monetised metric where applicable (define units) | WReg Monetised metric where applicable (£M) | R&T Non-monetised metric where applicable (define units) | R&T Monetised metric where applicable (£M) | Freeform column 1 | Freeform column 2 | Freeform column 3 | Freeform column 4 | Freeform column 5
51dP | 1 | Installing meters or AMR 'smart' meters within MoD infrastructure within garrisons. This option will include the water supply to two military garrisons having AMR 'smart' meters being installed to monitor water consumption. | Metering change of occupancy | Customer Options | WC1RZ1 | Preferred | Y | This option would require the engagement with the MOD and their retailer. | No other options would be involved in the implementation of this option. | Y | N | Y | N | N | N | This is one of VWPL preferred options to help reduce and manage customer demand within the active network. | VWPTDW | VWPTDW | 0.24 | The metering of the MOD garrisons should be completed by March 2023. | The programme of works should be finished in 2023. | The metering of the Tidworth and Perham Down Garrisons will cost VWPL approximately £150,000 GBP. | N/A- Veolia do not submit business plans under the PR24 programme due to the small size of the company. As such, VWPL operate under OFWAT annual small company return programme and are therefore not required to present this information in the WRMP. | N/A | N/A | N/A | N/A | N/A | N/A | N/A | N/A | N/A | N/A | N/A | N/A | N/A | N/A | N/A | N/A | N/A | N/A | N/A | N/A | N/A | N/A | N/A | N/A | N/A | N/A | N/A
51dP | 2 | Installing meters or AMR 'smart' meters within MoD SFA properties. This option will include a number of military SFA having meters being installed to monitor water consumption. | Metering change of occupancy | Customer Options | WC1RZ1 | Preferred | Y | This option would require the agreement of the MoD and SFA customers | No other options would be involved in the implementation of this option. | Y | N | Y | N | N | N | This is one of VWPL preferred options to help reduce and manage customer demand within the active network. | VWPTDW | VWPTDW | 0.01 | The programme of works has is likely to commence in 2023 and VWPL has allowed approximately 10 years for the works to be completed. | The programme of works has already is likely to commence in 2023 amd VWPL has allowed approximately 10 years for the works to be completed. | It is likely that this option will cost in the region of £80,000 GBP. | N/A- Veolia do not submit business plans under the PR24 programme due to the small size of the company. As such, VWPL operate under OFWAT annual small company return programme and are therefore not required to present this information in the WRMP. | N/A | N/A | N/A | N/A | N/A | N/A | N/A | N/A | N/A | N/A | N/A | N/A | N/A | N/A | N/A | N/A | N/A | N/A | N/A | N/A | N/A | N/A | N/A | N/A | N/A | N/A | N/A
51dP | 3 | The water consumption assessment criteria for non-measured households. Within households within the network where installing meters is not possible due to building constraints etc, VWPL customer services team issues a questionnaire asking for details on household consumptions. This includes how frequently the household uses water consuming devices, such as washing machines and dishwashers. | Household water audit | Customer Options | WC1RZ1 | Preferred | Y | This option would require the agreement of VWPL customers. | No other options would be involved in the implementation of this option. | Y | Y | Y | N | N | N | This is one of VWPL preferred options to help reduce and manage customer demand within unmeasured households in the active network. | VWPTDW | VWPTDW | 0.01 | The option is currently being discussed with VWPL customer service team and is likely to take 6 months to organise. | The option will commence in March 2023, in accordance with the annual billing. | It is likely that this option will cost less than £1,000 GBP annually as it will be issued with the annual customer bills in March. | N/A- Veolia do not submit business plans under the PR24 programme due to the small size of the company. As such, VWPL operate under OFWAT annual small company return programme and are therefore not required to present this information in the WRMP. | N/A | N/A | N/A | N/A | N/A | N/A | N/A | N/A | N/A | N/A | N/A | N/A | N/A | N/A | N/A | N/A | N/A | N/A | N/A | N/A | N/A | N/A | N/A | N/A | N/A | N/A | N/A
51dF | 4 | The universal metering of non-measured households within the wider network. Approximately 20% of the household network remains unmeasured. | Metering other selective | Customer Options | WC1RZ1 | Feasible | Y | All households that can easily be metered within the wider network have been. However, approximately 20% of household properties cannot be metered due to unforseen constraints, including the age and structural integrity of the property. Therefore, for meters to be installed within these property, significant construction works would be required and VWPL would require the agreement of VWPL customers. | No other options would be involved in the implementation of this option. | N | N | N | N | N | N | The remaining properties within the network where there are constraints associated with installing meters, VWPL offers an opt-in type investment option within the network to install meters. The option would conserve water consumption within the region of approximately 0.05 Ml/d compared to the £206,000 GBP total network cost. As such, it is not considered to be financially viable for VWPL. | VWPTDW | VWPTDW | 0.005 | N/A | N/A | N/A | N/A- Veolia do not submit business plans under the PR24 programme due to the small size of the company. As such, VWPL operate under OFWAT annual small company return programme and are therefore not required to present this information in the WRMP. | N/A | N/A | N/A | N/A | N/A | N/A | N/A | N/A | N/A | N/A | N/A | N/A | N/A | N/A | N/A | N/A | N/A | N/A | N/A | N/A | N/A | N/A | N/A | N/A | N/A | N/A | N/A
51aF | 5 | Offering Customers the option to undertake rainwater harvesting within their households. VWPL are considering launching a campaign to educate customers and the MoD on the benefits of undertaking rainwater harvesting within their properties. | Water reuse | Resource Options | WC1RZ1 | Feasible | Y | This option would require the engagement with VWPL customers. | No other options would be involved in the implementation of this option. | N | Y | N | N | N | N | While this option is likely to reduce overall demand by approximately 0.001M/ld. VWPL require additional time to establish the logistics of the option and therefore is not considered viable. | VWPTDW | VWPTDW | 0.001 | N/A | N/A | N/A | N/A- Veolia do not submit business plans under the PR24 programme due to the small size of the company. As such, VWPL operate under OFWAT annual small company return programme and are therefore not required to present this information in the WRMP. | N/A | N/A | N/A | N/A | N/A | N/A | N/A | N/A | N/A | N/A | N/A | N/A | N/A | N/A | N/A | N/A | N/A | N/A | N/A | N/A | N/A | N/A | N/A | N/A | N/A | N/A | N/A
51dP | 6 | Customer education and engagement on efficient water usage within the wider network. VWPL has launched a campaign to educate and engage with the customers and the MoD on efficient water usage. This in turn will reduce overall customer consumption and save the customer money on their annual bills. | Water efficiency customer education / awareness | Customer Options | WC1RZ1 | Preferred | Y | This option would require the engagement with the MOD and VWPL customers. | No other options would be involved in the implementation of this option. | Y | Y | Y | N | N | N | This is one of VWPL preferred options to help reduce and manage customer demand within the active network. | VWPTDW | VWPTDW | 0.39 | VWPL has already commenced this option in accordance with the MoD. | The programme of works commenced in 2022. | It is anticipated that this option will cost VWPL approximately £50,000 GBP in total. | N/A- Veolia do not submit business plans under the PR24 programme due to the small size of the company. As such, VWPL operate under OFWAT annual small company return programme and are therefore not required to present this information in the WRMP. | N/A | N/A | N/A | N/A | N/A | N/A | N/A | N/A | N/A | N/A | N/A | N/A | N/A | N/A | N/A | N/A | N/A | N/A | N/A | N/A | N/A | N/A | N/A | N/A | N/A | N/A | N/A
51aF | 7 | VWPL revoking the Leckford Bridge bulk export. The Leckford Bridge bulk transfer represents approximately 15 to 30% of total consumption. As such, this option would create additional supply for the VWPL customers and help to reduce any potential impact on the wider environment, including the Nine Mile River. | Licence trading | Resource Options | WC1RZ1 | Feasible | Y | This option would require the agreement of Wessex Water. | No other options would be involved in the implementation of this option. | N | N | N | Y- Links into the investigatory work currently being undertaken on the WINEP PR19/PR24 scheme. | N | N | While this option is feasible and is currently being reviewed in accordance with the WINEP PR19- AMP 7 investigation work, it is not favoured by VWPL as it would result in annual revenue reduction in the same range of 15-30%. | VWPTDW | WXWWSX | 2.74 | This option would take in excess of 5 years to complete as it would require either the sourcing of a new potable water source for Wessex Water or bringing a decommissioned source back into operation. If Wessex Water opt to recommission a former source, then the water quality would have to be approved by the DWI. | This option is still being discussed with regulatory bodies. | It is anticipated that this option will cost VWPL £10,000 GBP. | It is anticipated that VWPL will lose approximately 15-30% of their revenue. | N/A | N/A | N/A | N/A | N/A | N/A | N/A | N/A | N/A | N/A | N/A | N/A | N/A | N/A | N/A | N/A | N/A | N/A | N/A | N/A | N/A | N/A | N/A | N/A | N/A | N/A | N/A
51cF | 8 | Reduce leakage by increasing the network renewal rate (main and service pipe) | Trunk mains renewal/new | Distribution Options | WC1RZ1 | Feasible | N | This option would not require any additional input. | No other options would be involved in the implementation of this option. | N | N | N | N | N | N | While this option is feasible, it is not considered a preferred option by VWPL as the replacement of mains across the network would not be financially sustainable for VWPL. VWPL monitors all pipework (including mains and supply) within the network via the asset management reporting. | VWPTDW | VWPTDW | 0.06 | N/A | N/A | N/A | N/A- Veolia do not submit business plans under the PR24 programme due to the small size of the company. As such, VWPL operate under OFWAT annual small company return programme and are therefore not required to present this information in the WRMP. | N/A | N/A | N/A | N/A | N/A | N/A | N/A | N/A | N/A | N/A | N/A | N/A | N/A | N/A | N/A | N/A | N/A | N/A | N/A | N/A | N/A | N/A | N/A | N/A | N/A | N/A | N/A
51cP | 9 | Reduce leakage by more active leakage controls. | Active leakage management | Distribution Options | WC1RZ1 | Preferred | N | This option would not require any additional input. | No other options would be involved in the implementation of this option. | Y | N | Y | N | N | N | Based upon industry guidance, it is considered that leakage control policy combined with district metering will reduce the overall leakage by approximately 35%. | VWPTDW | VWPTDW | 0.36 |  |  | It is anticipated that this option will cost VWPL £10,000 GBP annually for approximately 3 years. | N/A- Veolia do not submit business plans under the PR24 programme due to the small size of the company. As such, VWPL operate under OFWAT annual small company return programme and are therefore not required to present this information in the WRMP. | N/A | N/A | N/A | N/A | N/A | N/A | N/A | N/A | N/A | N/A | N/A | N/A | N/A | N/A | N/A | N/A | N/A | N/A | N/A | N/A | N/A | N/A | N/A | N/A | N/A | N/A | N/A
51cF | 10 | Reduce Leakage using an improved pressure management system. The average pressure within the Tidworth network is currently 49 m/h and is maintained by three pressure management systems. It is possible to reduce the pressure to 40 m/h. This will help to reduce background leakage and subsequently reduce occurrences of burst mains within the network. | Pressure management | Distribution Options | WC1RZ1 | Feasible | N | This option would not require any additional input. | No other options would be involved in the implementation of this option. | N | N | N | N | N | N | The 20% reduction in pressure management could reduce overall leakage by up to 35%. However, the pressure within the network needs to remain high enough to sustain the requirements of the Crown Fire Standards or Defence Infrastructure Fire Standards of 20 l/s within the hydrants. As such, further works by VWPL are required before implementing. | VWPTDW | VWPTDW | 0.15 | N/A | N/A | N/A | N/A- Veolia do not submit business plans under the PR24 programme due to the small size of the company. As such, VWPL operate under OFWAT annual small company return programme and are therefore not required to present this information in the WRMP. | N/A | N/A | N/A | N/A | N/A | N/A | N/A | N/A | N/A | N/A | N/A | N/A | N/A | N/A | N/A | N/A | N/A | N/A | N/A | N/A | N/A | N/A | N/A | N/A | N/A | N/A | N/A
51cU | 11 | Leakage Benchmarking | Other leakage control | Distribution Options | WC1RZ1 | Unconstrained | N | This option would not require any additional input. | No other options would be involved in the implementation of this option. | N | N | N | N | N | N | Leakage benching marking using Liner Leakage Index and Infrastructure Leakage Index are considered to be good options for comparing the leakage within the Tidworth network with other international Veolia water contracts. This option is not considered to be compliant with the OFWAT new guidance and as such is not a viable option. | VWPTDW | VWPTDW | 0.015 | N/A | N/A | N/A | N/A- Veolia do not submit business plans under the PR24 programme due to the small size of the company. As such, VWPL operate under OFWAT annual small company return programme and are therefore not required to present this information in the WRMP. | N/A | N/A | N/A | N/A | N/A | N/A | N/A | N/A | N/A | N/A | N/A | N/A | N/A | N/A | N/A | N/A | N/A | N/A | N/A | N/A | N/A | N/A | N/A | N/A | N/A | N/A | N/A
#N/A |  |  |  | #N/A
#N/A |  |  |  | #N/A
#N/A |  |  |  | #N/A
#N/A |  |  |  | #N/A
#N/A |  |  |  | #N/A
#N/A |  |  |  | #N/A
#N/A |  |  |  | #N/A
#N/A |  |  |  | #N/A
#N/A |  |  |  | #N/A
#N/A |  |  |  | #N/A
#N/A |  |  |  | #N/A
#N/A |  |  |  | #N/A
#N/A |  |  |  | #N/A
Option type
| Increase raw water abstractions |  | RSRWA | Ml/d | 2
| Raw water imports |  | RSRWI | Ml/d | 2
| Potable water Imports (input reductions as -ve) |  | RSPWI | Ml/d | 2
| Reduce raw water losses and operational use (input as -ve) |  | RSLOU | Ml/d | 2
| Reduced raw water export (including non potable supplies) |  | RSRWE | Ml/d | 2
| Reduce potable water exports (input as -ve) |  | RSPWE | Ml/d | 2
| Other options to increase deployable output |  | RSIPO | Ml/d | 2
| Reduce treatment works losses (input as -ve) |  | PSTWL | Ml/d | 2
| Reduce outages (input as -ve) |  | PSROU | Ml/d | 2

## 5. Options Benefits
Water Company | Veolia Water Projects Limited | Version |  |  | Back to title page
Table 5: WRZ Level - Options Benefits | [9 empty] | Gains in Water Available For Use / Savings in Demand under the selected programme (Ml/d) input as +ve
WRMP24 Reference | Option name | Option ID | Option Type (defined list) | Option Group | Sub-option (Y/N) | Preferred (most likely), Least Cost, Ofwat Core or Alternative Programme | WRZ (defined list) | Unit | Decimal places | 2019-20 | 2020-21 | 2021-22 | 2022-23 | 2023-24 | 2024-25 | 2025-26 | 2026-27 | 2027-28 | 2028-29 | 2029-30 | 2030-31 | 2031-32 | 2032-33 | 2033-34 | 2034-35 | 2035-36 | 2036-37 | 2037-38 | 2038-39 | 2039-40 | 2040-41 | 2041-42 | 2042-43 | 2043-44 | 2044-45 | 2045-46 | 2046-47 | 2047-48 | 2048-49 | 2049-50 | 2050-51 | 2051-52 | 2052-53 | 2053-54 | 2054-55 | 2055-56 | 2056-57 | 2057-58 | 2058-59 | 2059-60 | 2060-61 | 2061-62 | 2062-63 | 2063-64 | 2064-65 | 2065-66 | 2066-67 | 2067-68 | 2068-69 | 2069-70 | 2070-71 | 2071-72 | 2072-73 | 2073-74 | 2074-75 | 2075-76 | 2076-77 | 2077-78 | 2078-79 | 2079-80 | 2080-81 | 2081-82 | 2082-83 | 2083-84 | 2084-85 | 2085-86 | 2086-87 | 2087-88 | 2088-89 | 2089-90 | 2090-91 | 2091-92 | 2092-93 | 2093-94 | 2094-95 | 2095-96 | 2096-97 | 2097-98 | 2098-99 | 2099-100
52dP | Installing meters or AMR 'smart' meters within MoD infrastructure within garrisons. | 1 | Metering change of occupancy | Customer Options |  | Preferred | VWPTDW | Ml/d | 2 | Gains in Water Available For Use / Savings in Demand under the selected programme (Ml/d) input as +ve 2019-20: 0; Gains in Water Available For Use / Savings in Demand under the selected programme (Ml/d) input as +ve 2020-21: 0; Gains in Water Available For Use / Savings in Demand under the selected programme (Ml/d) input as +ve 2021-22: 0; Gains in Water Available For Use / Savings in Demand under the selected programme (Ml/d) input as +ve 2022-23: 0; Gains in Water Available For Use / Savings in Demand under the selected programme (Ml/d) input as +ve 2023-24: 0.23; Gains in Water Available For Use / Savings in Demand under the selected programme (Ml/d) input as +ve 2024-25: 0.23; Gains in Water Available For Use / Savings in Demand under the selected programme (Ml/d) input as +ve 2025-26: 0.23; Gains in Water Available For Use / Savings in Demand under the selected programme (Ml/d) input as +ve 2026-27: 0.23; Gains in Water Available For Use / Savings in Demand under the selected programme (Ml/d) input as +ve 2027-28: 0.24; Gains in Water Available For Use / Savings in Demand under the selected programme (Ml/d) input as +ve 2028-29: 0.24; Gains in Water Available For Use / Savings in Demand under the selected programme (Ml/d) input as +ve 2029-30: 0.24; Gains in Water Available For Use / Savings in Demand under the selected programme (Ml/d) input as +ve 2030-31: 0.24; Gains in Water Available For Use / Savings in Demand under the selected programme (Ml/d) input as +ve 2031-32: 0.24; Gains in Water Available For Use / Savings in Demand under the selected programme (Ml/d) input as +ve 2032-33: 0.24; Gains in Water Available For Use / Savings in Demand under the selected programme (Ml/d) input as +ve 2033-34: 0.24; Gains in Water Available For Use / Savings in Demand under the selected programme (Ml/d) input as +ve 2034-35: 0.24; Gains in Water Available For Use / Savings in Demand under the selected programme (Ml/d) input as +ve 2035-36: 0.24; Gains in Water Available For Use / Savings in Demand under the selected programme (Ml/d) input as +ve 2036-37: 0.24; Gains in Water Available For Use / Savings in Demand under the selected programme (Ml/d) input as +ve 2037-38: 0.24; Gains in Water Available For Use / Savings in Demand under the selected programme (Ml/d) input as +ve 2038-39: 0.24; Gains in Water Available For Use / Savings in Demand under the selected programme (Ml/d) input as +ve 2039-40: 0.24; Gains in Water Available For Use / Savings in Demand under the selected programme (Ml/d) input as +ve 2040-41: 0.24; Gains in Water Available For Use / Savings in Demand under the selected programme (Ml/d) input as +ve 2041-42: 0.24; Gains in Water Available For Use / Savings in Demand under the selected programme (Ml/d) input as +ve 2042-43: 0.24; Gains in Water Available For Use / Savings in Demand under the selected programme (Ml/d) input as +ve 2043-44: 0.24; Gains in Water Available For Use / Savings in Demand under the selected programme (Ml/d) input as +ve 2044-45: 0.24; Gains in Water Available For Use / Savings in Demand under the selected programme (Ml/d) input as +ve 2045-46: 0.24; Gains in Water Available For Use / Savings in Demand under the selected programme (Ml/d) input as +ve 2046-47: 0.24; Gains in Water Available For Use / Savings in Demand under the selected programme (Ml/d) input as +ve 2047-48: 0.24; Gains in Water Available For Use / Savings in Demand under the selected programme (Ml/d) input as +ve 2048-49: 0.24; Gains in Water Available For Use / Savings in Demand under the selected programme (Ml/d) input as +ve 2049-50: 0.24
52dP | Installing meters or AMR 'smart' meters within MoD SFA properties. | 2 | Metering change of occupancy | Customer Options |  | Preferred | VWPTDW | Ml/d | 2 | Gains in Water Available For Use / Savings in Demand under the selected programme (Ml/d) input as +ve 2019-20: 0; Gains in Water Available For Use / Savings in Demand under the selected programme (Ml/d) input as +ve 2020-21: 0; Gains in Water Available For Use / Savings in Demand under the selected programme (Ml/d) input as +ve 2021-22: 0; Gains in Water Available For Use / Savings in Demand under the selected programme (Ml/d) input as +ve 2022-23: 0; Gains in Water Available For Use / Savings in Demand under the selected programme (Ml/d) input as +ve 2023-24: 0; Gains in Water Available For Use / Savings in Demand under the selected programme (Ml/d) input as +ve 2024-25: 0; Gains in Water Available For Use / Savings in Demand under the selected programme (Ml/d) input as +ve 2025-26: 0; Gains in Water Available For Use / Savings in Demand under the selected programme (Ml/d) input as +ve 2026-27: 0; Gains in Water Available For Use / Savings in Demand under the selected programme (Ml/d) input as +ve 2027-28: 0.01; Gains in Water Available For Use / Savings in Demand under the selected programme (Ml/d) input as +ve 2028-29: 0.01; Gains in Water Available For Use / Savings in Demand under the selected programme (Ml/d) input as +ve 2029-30: 0.01; Gains in Water Available For Use / Savings in Demand under the selected programme (Ml/d) input as +ve 2030-31: 0.01; Gains in Water Available For Use / Savings in Demand under the selected programme (Ml/d) input as +ve 2031-32: 0.01; Gains in Water Available For Use / Savings in Demand under the selected programme (Ml/d) input as +ve 2032-33: 0.01; Gains in Water Available For Use / Savings in Demand under the selected programme (Ml/d) input as +ve 2033-34: 0.01; Gains in Water Available For Use / Savings in Demand under the selected programme (Ml/d) input as +ve 2034-35: 0.01; Gains in Water Available For Use / Savings in Demand under the selected programme (Ml/d) input as +ve 2035-36: 0.01; Gains in Water Available For Use / Savings in Demand under the selected programme (Ml/d) input as +ve 2036-37: 0.01; Gains in Water Available For Use / Savings in Demand under the selected programme (Ml/d) input as +ve 2037-38: 0.01; Gains in Water Available For Use / Savings in Demand under the selected programme (Ml/d) input as +ve 2038-39: 0.01; Gains in Water Available For Use / Savings in Demand under the selected programme (Ml/d) input as +ve 2039-40: 0.01; Gains in Water Available For Use / Savings in Demand under the selected programme (Ml/d) input as +ve 2040-41: 0.01; Gains in Water Available For Use / Savings in Demand under the selected programme (Ml/d) input as +ve 2041-42: 0.01; Gains in Water Available For Use / Savings in Demand under the selected programme (Ml/d) input as +ve 2042-43: 0.01; Gains in Water Available For Use / Savings in Demand under the selected programme (Ml/d) input as +ve 2043-44: 0.01; Gains in Water Available For Use / Savings in Demand under the selected programme (Ml/d) input as +ve 2044-45: 0.01; Gains in Water Available For Use / Savings in Demand under the selected programme (Ml/d) input as +ve 2045-46: 0.01; Gains in Water Available For Use / Savings in Demand under the selected programme (Ml/d) input as +ve 2046-47: 0.01; Gains in Water Available For Use / Savings in Demand under the selected programme (Ml/d) input as +ve 2047-48: 0.01; Gains in Water Available For Use / Savings in Demand under the selected programme (Ml/d) input as +ve 2048-49: 0.01; Gains in Water Available For Use / Savings in Demand under the selected programme (Ml/d) input as +ve 2049-50: 0.01
52dP | The water consumption assessment criteria for non-measured households. | 3 | Household water audit | Customer Options |  | Preferred | VWPTDW | Ml/d | 2 | Gains in Water Available For Use / Savings in Demand under the selected programme (Ml/d) input as +ve 2019-20: 0; Gains in Water Available For Use / Savings in Demand under the selected programme (Ml/d) input as +ve 2020-21: 0; Gains in Water Available For Use / Savings in Demand under the selected programme (Ml/d) input as +ve 2021-22: 0; Gains in Water Available For Use / Savings in Demand under the selected programme (Ml/d) input as +ve 2022-23: 0; Gains in Water Available For Use / Savings in Demand under the selected programme (Ml/d) input as +ve 2023-24: 0.005; Gains in Water Available For Use / Savings in Demand under the selected programme (Ml/d) input as +ve 2024-25: 0.005; Gains in Water Available For Use / Savings in Demand under the selected programme (Ml/d) input as +ve 2025-26: 0.005; Gains in Water Available For Use / Savings in Demand under the selected programme (Ml/d) input as +ve 2026-27: 0.005; Gains in Water Available For Use / Savings in Demand under the selected programme (Ml/d) input as +ve 2027-28: 0.005; Gains in Water Available For Use / Savings in Demand under the selected programme (Ml/d) input as +ve 2028-29: 0.005; Gains in Water Available For Use / Savings in Demand under the selected programme (Ml/d) input as +ve 2029-30: 0.005; Gains in Water Available For Use / Savings in Demand under the selected programme (Ml/d) input as +ve 2030-31: 0.005; Gains in Water Available For Use / Savings in Demand under the selected programme (Ml/d) input as +ve 2031-32: 0.005; Gains in Water Available For Use / Savings in Demand under the selected programme (Ml/d) input as +ve 2032-33: 0.005; Gains in Water Available For Use / Savings in Demand under the selected programme (Ml/d) input as +ve 2033-34: 0.005; Gains in Water Available For Use / Savings in Demand under the selected programme (Ml/d) input as +ve 2034-35: 0.005; Gains in Water Available For Use / Savings in Demand under the selected programme (Ml/d) input as +ve 2035-36: 0.005; Gains in Water Available For Use / Savings in Demand under the selected programme (Ml/d) input as +ve 2036-37: 0.005; Gains in Water Available For Use / Savings in Demand under the selected programme (Ml/d) input as +ve 2037-38: 0.005; Gains in Water Available For Use / Savings in Demand under the selected programme (Ml/d) input as +ve 2038-39: 0.005; Gains in Water Available For Use / Savings in Demand under the selected programme (Ml/d) input as +ve 2039-40: 0.005; Gains in Water Available For Use / Savings in Demand under the selected programme (Ml/d) input as +ve 2040-41: 0.005; Gains in Water Available For Use / Savings in Demand under the selected programme (Ml/d) input as +ve 2041-42: 0.005; Gains in Water Available For Use / Savings in Demand under the selected programme (Ml/d) input as +ve 2042-43: 0.005; Gains in Water Available For Use / Savings in Demand under the selected programme (Ml/d) input as +ve 2043-44: 0.005; Gains in Water Available For Use / Savings in Demand under the selected programme (Ml/d) input as +ve 2044-45: 0.005; Gains in Water Available For Use / Savings in Demand under the selected programme (Ml/d) input as +ve 2045-46: 0.005; Gains in Water Available For Use / Savings in Demand under the selected programme (Ml/d) input as +ve 2046-47: 0.005; Gains in Water Available For Use / Savings in Demand under the selected programme (Ml/d) input as +ve 2047-48: 0.005; Gains in Water Available For Use / Savings in Demand under the selected programme (Ml/d) input as +ve 2048-49: 0.005; Gains in Water Available For Use / Savings in Demand under the selected programme (Ml/d) input as +ve 2049-50: 0.005
52dP | Customer education and engagement on efficient water usage within the wider network for measured household. | 6 | Water efficiency customer education / awareness | Customer Options |  | Preferred | VWPTDW | Ml/d | 2 | Gains in Water Available For Use / Savings in Demand under the selected programme (Ml/d) input as +ve 2019-20: 0; Gains in Water Available For Use / Savings in Demand under the selected programme (Ml/d) input as +ve 2020-21: 0; Gains in Water Available For Use / Savings in Demand under the selected programme (Ml/d) input as +ve 2021-22: 0; Gains in Water Available For Use / Savings in Demand under the selected programme (Ml/d) input as +ve 2022-23: 0; Gains in Water Available For Use / Savings in Demand under the selected programme (Ml/d) input as +ve 2023-24: 0; Gains in Water Available For Use / Savings in Demand under the selected programme (Ml/d) input as +ve 2024-25: 0.12; Gains in Water Available For Use / Savings in Demand under the selected programme (Ml/d) input as +ve 2025-26: 0.12; Gains in Water Available For Use / Savings in Demand under the selected programme (Ml/d) input as +ve 2026-27: 0.13; Gains in Water Available For Use / Savings in Demand under the selected programme (Ml/d) input as +ve 2027-28: 0.13; Gains in Water Available For Use / Savings in Demand under the selected programme (Ml/d) input as +ve 2028-29: 0.13; Gains in Water Available For Use / Savings in Demand under the selected programme (Ml/d) input as +ve 2029-30: 0.13; Gains in Water Available For Use / Savings in Demand under the selected programme (Ml/d) input as +ve 2030-31: 0.13; Gains in Water Available For Use / Savings in Demand under the selected programme (Ml/d) input as +ve 2031-32: 0.13; Gains in Water Available For Use / Savings in Demand under the selected programme (Ml/d) input as +ve 2032-33: 0.13; Gains in Water Available For Use / Savings in Demand under the selected programme (Ml/d) input as +ve 2033-34: 0.13; Gains in Water Available For Use / Savings in Demand under the selected programme (Ml/d) input as +ve 2034-35: 0.13; Gains in Water Available For Use / Savings in Demand under the selected programme (Ml/d) input as +ve 2035-36: 0.13; Gains in Water Available For Use / Savings in Demand under the selected programme (Ml/d) input as +ve 2036-37: 0.13; Gains in Water Available For Use / Savings in Demand under the selected programme (Ml/d) input as +ve 2037-38: 0.13; Gains in Water Available For Use / Savings in Demand under the selected programme (Ml/d) input as +ve 2038-39: 0.13; Gains in Water Available For Use / Savings in Demand under the selected programme (Ml/d) input as +ve 2039-40: 0.13; Gains in Water Available For Use / Savings in Demand under the selected programme (Ml/d) input as +ve 2040-41: 0.13; Gains in Water Available For Use / Savings in Demand under the selected programme (Ml/d) input as +ve 2041-42: 0.13; Gains in Water Available For Use / Savings in Demand under the selected programme (Ml/d) input as +ve 2042-43: 0.13; Gains in Water Available For Use / Savings in Demand under the selected programme (Ml/d) input as +ve 2043-44: 0.13; Gains in Water Available For Use / Savings in Demand under the selected programme (Ml/d) input as +ve 2044-45: 0.13; Gains in Water Available For Use / Savings in Demand under the selected programme (Ml/d) input as +ve 2045-46: 0.13; Gains in Water Available For Use / Savings in Demand under the selected programme (Ml/d) input as +ve 2046-47: 0.13; Gains in Water Available For Use / Savings in Demand under the selected programme (Ml/d) input as +ve 2047-48: 0.13; Gains in Water Available For Use / Savings in Demand under the selected programme (Ml/d) input as +ve 2048-49: 0.13; Gains in Water Available For Use / Savings in Demand under the selected programme (Ml/d) input as +ve 2049-50: 0.13
52dP | Customer education and engagement on efficient water usage within the wider network for unmeasured household. | 6 | Water efficiency customer education / awareness | Customer Options |  | Preferred | VWPTDW | Ml/d | 2 | Gains in Water Available For Use / Savings in Demand under the selected programme (Ml/d) input as +ve 2019-20: 0; Gains in Water Available For Use / Savings in Demand under the selected programme (Ml/d) input as +ve 2020-21: 0; Gains in Water Available For Use / Savings in Demand under the selected programme (Ml/d) input as +ve 2021-22: 0; Gains in Water Available For Use / Savings in Demand under the selected programme (Ml/d) input as +ve 2022-23: 0; Gains in Water Available For Use / Savings in Demand under the selected programme (Ml/d) input as +ve 2023-24: 0; Gains in Water Available For Use / Savings in Demand under the selected programme (Ml/d) input as +ve 2024-25: 0.02; Gains in Water Available For Use / Savings in Demand under the selected programme (Ml/d) input as +ve 2025-26: 0.02; Gains in Water Available For Use / Savings in Demand under the selected programme (Ml/d) input as +ve 2026-27: 0.02; Gains in Water Available For Use / Savings in Demand under the selected programme (Ml/d) input as +ve 2027-28: 0.02; Gains in Water Available For Use / Savings in Demand under the selected programme (Ml/d) input as +ve 2028-29: 0.02; Gains in Water Available For Use / Savings in Demand under the selected programme (Ml/d) input as +ve 2029-30: 0.02; Gains in Water Available For Use / Savings in Demand under the selected programme (Ml/d) input as +ve 2030-31: 0.02; Gains in Water Available For Use / Savings in Demand under the selected programme (Ml/d) input as +ve 2031-32: 0.02; Gains in Water Available For Use / Savings in Demand under the selected programme (Ml/d) input as +ve 2032-33: 0.02; Gains in Water Available For Use / Savings in Demand under the selected programme (Ml/d) input as +ve 2033-34: 0.02; Gains in Water Available For Use / Savings in Demand under the selected programme (Ml/d) input as +ve 2034-35: 0.02; Gains in Water Available For Use / Savings in Demand under the selected programme (Ml/d) input as +ve 2035-36: 0.02; Gains in Water Available For Use / Savings in Demand under the selected programme (Ml/d) input as +ve 2036-37: 0.02; Gains in Water Available For Use / Savings in Demand under the selected programme (Ml/d) input as +ve 2037-38: 0.02; Gains in Water Available For Use / Savings in Demand under the selected programme (Ml/d) input as +ve 2038-39: 0.02; Gains in Water Available For Use / Savings in Demand under the selected programme (Ml/d) input as +ve 2039-40: 0.02; Gains in Water Available For Use / Savings in Demand under the selected programme (Ml/d) input as +ve 2040-41: 0.02; Gains in Water Available For Use / Savings in Demand under the selected programme (Ml/d) input as +ve 2041-42: 0.02; Gains in Water Available For Use / Savings in Demand under the selected programme (Ml/d) input as +ve 2042-43: 0.02; Gains in Water Available For Use / Savings in Demand under the selected programme (Ml/d) input as +ve 2043-44: 0.02; Gains in Water Available For Use / Savings in Demand under the selected programme (Ml/d) input as +ve 2044-45: 0.02; Gains in Water Available For Use / Savings in Demand under the selected programme (Ml/d) input as +ve 2045-46: 0.02; Gains in Water Available For Use / Savings in Demand under the selected programme (Ml/d) input as +ve 2046-47: 0.02; Gains in Water Available For Use / Savings in Demand under the selected programme (Ml/d) input as +ve 2047-48: 0.02; Gains in Water Available For Use / Savings in Demand under the selected programme (Ml/d) input as +ve 2048-49: 0.02; Gains in Water Available For Use / Savings in Demand under the selected programme (Ml/d) input as +ve 2049-50: 0.02
52dP | Customer education and engagement on efficient water usage within the wider network for measured non-household. | 6 | Water efficiency customer education / awareness | Customer Options |  | Preferred | VWPTDW | Ml/d | 2 | Gains in Water Available For Use / Savings in Demand under the selected programme (Ml/d) input as +ve 2019-20: 0; Gains in Water Available For Use / Savings in Demand under the selected programme (Ml/d) input as +ve 2020-21: 0; Gains in Water Available For Use / Savings in Demand under the selected programme (Ml/d) input as +ve 2021-22: 0; Gains in Water Available For Use / Savings in Demand under the selected programme (Ml/d) input as +ve 2022-23: 0; Gains in Water Available For Use / Savings in Demand under the selected programme (Ml/d) input as +ve 2023-24: 0.23; Gains in Water Available For Use / Savings in Demand under the selected programme (Ml/d) input as +ve 2024-25: 0.23; Gains in Water Available For Use / Savings in Demand under the selected programme (Ml/d) input as +ve 2025-26: 0.23; Gains in Water Available For Use / Savings in Demand under the selected programme (Ml/d) input as +ve 2026-27: 0.23; Gains in Water Available For Use / Savings in Demand under the selected programme (Ml/d) input as +ve 2027-28: 0.24; Gains in Water Available For Use / Savings in Demand under the selected programme (Ml/d) input as +ve 2028-29: 0.24; Gains in Water Available For Use / Savings in Demand under the selected programme (Ml/d) input as +ve 2029-30: 0.24; Gains in Water Available For Use / Savings in Demand under the selected programme (Ml/d) input as +ve 2030-31: 0.24; Gains in Water Available For Use / Savings in Demand under the selected programme (Ml/d) input as +ve 2031-32: 0.24; Gains in Water Available For Use / Savings in Demand under the selected programme (Ml/d) input as +ve 2032-33: 0.24; Gains in Water Available For Use / Savings in Demand under the selected programme (Ml/d) input as +ve 2033-34: 0.24; Gains in Water Available For Use / Savings in Demand under the selected programme (Ml/d) input as +ve 2034-35: 0.24; Gains in Water Available For Use / Savings in Demand under the selected programme (Ml/d) input as +ve 2035-36: 0.24; Gains in Water Available For Use / Savings in Demand under the selected programme (Ml/d) input as +ve 2036-37: 0.24; Gains in Water Available For Use / Savings in Demand under the selected programme (Ml/d) input as +ve 2037-38: 0.24; Gains in Water Available For Use / Savings in Demand under the selected programme (Ml/d) input as +ve 2038-39: 0.24; Gains in Water Available For Use / Savings in Demand under the selected programme (Ml/d) input as +ve 2039-40: 0.24; Gains in Water Available For Use / Savings in Demand under the selected programme (Ml/d) input as +ve 2040-41: 0.24; Gains in Water Available For Use / Savings in Demand under the selected programme (Ml/d) input as +ve 2041-42: 0.24; Gains in Water Available For Use / Savings in Demand under the selected programme (Ml/d) input as +ve 2042-43: 0.24; Gains in Water Available For Use / Savings in Demand under the selected programme (Ml/d) input as +ve 2043-44: 0.24; Gains in Water Available For Use / Savings in Demand under the selected programme (Ml/d) input as +ve 2044-45: 0.24; Gains in Water Available For Use / Savings in Demand under the selected programme (Ml/d) input as +ve 2045-46: 0.24; Gains in Water Available For Use / Savings in Demand under the selected programme (Ml/d) input as +ve 2046-47: 0.24; Gains in Water Available For Use / Savings in Demand under the selected programme (Ml/d) input as +ve 2047-48: 0.24; Gains in Water Available For Use / Savings in Demand under the selected programme (Ml/d) input as +ve 2048-49: 0.24; Gains in Water Available For Use / Savings in Demand under the selected programme (Ml/d) input as +ve 2049-50: 0.24
52cP | Reduce leakage by more active leakage controls. | 9 | Active leakage management | Distribution Options |  | Preferred | VWPTDW | Ml/d | 2 | Gains in Water Available For Use / Savings in Demand under the selected programme (Ml/d) input as +ve 2019-20: 0; Gains in Water Available For Use / Savings in Demand under the selected programme (Ml/d) input as +ve 2020-21: 0; Gains in Water Available For Use / Savings in Demand under the selected programme (Ml/d) input as +ve 2021-22: 0; Gains in Water Available For Use / Savings in Demand under the selected programme (Ml/d) input as +ve 2022-23: 0; Gains in Water Available For Use / Savings in Demand under the selected programme (Ml/d) input as +ve 2023-24: 0; Gains in Water Available For Use / Savings in Demand under the selected programme (Ml/d) input as +ve 2024-25: 0.06; Gains in Water Available For Use / Savings in Demand under the selected programme (Ml/d) input as +ve 2025-26: 0.07; Gains in Water Available For Use / Savings in Demand under the selected programme (Ml/d) input as +ve 2026-27: 0.09; Gains in Water Available For Use / Savings in Demand under the selected programme (Ml/d) input as +ve 2027-28: 0.1; Gains in Water Available For Use / Savings in Demand under the selected programme (Ml/d) input as +ve 2028-29: 0.11; Gains in Water Available For Use / Savings in Demand under the selected programme (Ml/d) input as +ve 2029-30: 0.12; Gains in Water Available For Use / Savings in Demand under the selected programme (Ml/d) input as +ve 2030-31: 0.14; Gains in Water Available For Use / Savings in Demand under the selected programme (Ml/d) input as +ve 2031-32: 0.15; Gains in Water Available For Use / Savings in Demand under the selected programme (Ml/d) input as +ve 2032-33: 0.16; Gains in Water Available For Use / Savings in Demand under the selected programme (Ml/d) input as +ve 2033-34: 0.17; Gains in Water Available For Use / Savings in Demand under the selected programme (Ml/d) input as +ve 2034-35: 0.18; Gains in Water Available For Use / Savings in Demand under the selected programme (Ml/d) input as +ve 2035-36: 0.2; Gains in Water Available For Use / Savings in Demand under the selected programme (Ml/d) input as +ve 2036-37: 0.21; Gains in Water Available For Use / Savings in Demand under the selected programme (Ml/d) input as +ve 2037-38: 0.22; Gains in Water Available For Use / Savings in Demand under the selected programme (Ml/d) input as +ve 2038-39: 0.23; Gains in Water Available For Use / Savings in Demand under the selected programme (Ml/d) input as +ve 2039-40: 0.25; Gains in Water Available For Use / Savings in Demand under the selected programme (Ml/d) input as +ve 2040-41: 0.26; Gains in Water Available For Use / Savings in Demand under the selected programme (Ml/d) input as +ve 2041-42: 0.26; Gains in Water Available For Use / Savings in Demand under the selected programme (Ml/d) input as +ve 2042-43: 0.27; Gains in Water Available For Use / Savings in Demand under the selected programme (Ml/d) input as +ve 2043-44: 0.28; Gains in Water Available For Use / Savings in Demand under the selected programme (Ml/d) input as +ve 2044-45: 0.3; Gains in Water Available For Use / Savings in Demand under the selected programme (Ml/d) input as +ve 2045-46: 0.31; Gains in Water Available For Use / Savings in Demand under the selected programme (Ml/d) input as +ve 2046-47: 0.32; Gains in Water Available For Use / Savings in Demand under the selected programme (Ml/d) input as +ve 2047-48: 0.33; Gains in Water Available For Use / Savings in Demand under the selected programme (Ml/d) input as +ve 2048-49: 0.34; Gains in Water Available For Use / Savings in Demand under the selected programme (Ml/d) input as +ve 2049-50: 0.36
#N/A |  |  |  | #N/A
#N/A |  |  |  | #N/A
#N/A |  |  |  | #N/A
#N/A |  |  |  | #N/A
#N/A |  |  |  | #N/A
#N/A |  |  |  | #N/A
#N/A |  |  |  | #N/A
#N/A |  |  |  | #N/A

## 5a-5c. Cost Profiles
Cost Profile WRMP24 Table
| Water Company | Veolia Water Projects Limited | Version |  |  | Back to title page
Table 5a: WC Level - Option Level Cost Profile Table
| Table Instruction | Option ID | Option Name | Cost Metric (£m) | Cost Sub-metric (£m) | Asset Life: Estimated average number of years an asset is considered useable before its value is fully depreciated. | Total/Fixed/Variable | 2019-20 | 2020-21 | 2021-22 | 2022-23 | 2023-24 | 2024-25 | 2025-26 | 2026-27 | 2027-28 | 2028-29 | 2029-30 | 2030-31 | 2031-32 | 2032-33 | 2033-34 | 2034-35 | 2035-36 | 2036-37 | 2037-38 | 2038-39 | 2039-40 | 2040-41 | 2041-42 | 2042-43 | 2043-44 | 2044-45 | 2045-46 | 2046-47 | 2047-48 | 2048-49 | 2049-50 | 2050-51 | 2051-52 | 2052-53 | 2053-54 | 2054-55 | 2055-56 | 2056-57 | 2057-58 | 2058-59 | 2059-60 | 2060-61 | 2061-62 | 2062-63 | 2063-64 | 2064-65 | 2065-66 | 2066-67 | 2067-68 | 2068-69 | 2069-70 | 2070-71 | 2071-72 | 2072-73 | 2073-74 | 2074-75 | 2075-76 | 2076-77 | 2077-78 | 2078-79 | 2079-80 | 2080-81 | 2081-82 | 2082-83 | 2083-84 | 2084-85 | 2085-86 | 2086-87 | 2087-88 | 2088-89 | 2089-90 | 2090-91 | 2091-92 | 2092-93 | 2093-94 | 2094-95 | 2095-96 | 2096-97 | 2097-98 | 2098-99 | 2099-100 | 2100-01 | 2101-02 | 2102-03 | 2103-04 | 2104-05
| Complete for all options (Feasible and preferred) |  |  | Capex |  |  | Total
|  |  |  | Opex |  |  | Total
|  |  |  | Financing Cost |  |  | Total
|  |  |  | Discount Rate |  |  | Total
|  |  |  | Discount Factor |  |  | Total
|  |  |  | Capex | Costed Risk |  | Fixed
|  |  |  | Capex | Optimism Bias |  | Fixed
|  |  |  | Net Present Cost (NPC) |  |  | Total
|  |  |  | Total NPC |  |  | Total | bar: 2019-20 to 2023-24
Table 5b: WC Level - Option Level Unit Cost Profile Table
| Table Instruction | Option ID | Option Name | Cost Metric (£m) | Cost Sub-metric (£m) | Asset Life: Estimated average number of years an asset is considered useable before its value is fully depreciated. |  | 2019-20 | 2020-21 | 2021-22 | 2022-23 | 2023-24 | 2024-25 | 2025-26 | 2026-27 | 2027-28 | 2028-29 | 2029-30 | 2030-31 | 2031-32 | 2032-33 | 2033-34 | 2034-35 | 2035-36 | 2036-37 | 2037-38 | 2038-39 | 2039-40 | 2040-41 | 2041-42 | 2042-43 | 2043-44 | 2044-45 | 2045-46 | 2046-47 | 2047-48 | 2048-49 | 2049-50 | 2050-51 | 2051-52 | 2052-53 | 2053-54 | 2054-55 | 2055-56 | 2056-57 | 2057-58 | 2058-59 | 2059-60 | 2060-61 | 2061-62 | 2062-63 | 2063-64 | 2064-65 | 2065-66 | 2066-67 | 2067-68 | 2068-69 | 2069-70 | 2070-71 | 2071-72 | 2072-73 | 2073-74 | 2074-75 | 2075-76 | 2076-77 | 2077-78 | 2078-79 | 2079-80 | 2080-81 | 2081-82 | 2082-83 | 2083-84 | 2084-85 | 2085-86 | 2086-87 | 2087-88 | 2088-89 | 2089-90 | 2090-91 | 2091-92 | 2092-93 | 2093-94 | 2094-95 | 2095-96 | 2096-97 | 2097-98 | 2098-99 | 2099-100 | 2100-01 | 2101-02 | 2102-03 | 2103-04 | 2104-05
| Complete for all options >£100m (Feasible and preferred) |  |  | Opex | Cost |  | Fixed
|  |  |  | Opex | Cost |  | Variable
|  |  |  | Capex | Land (Non depreciating) |  | Fixed
|  |  |  | Capex | Planning and Development (Non depreciating) |  | Fixed
|  |  |  | Capex | Other Non-Depreciating Assets (Non depreciating) |  | Fixed
|  |  |  | Capex | Process-Related Carbon Media Including GAC |  | Fixed
|  |  |  | Capex | Vehicles |  | Fixed
|  |  |  | Capex | Computers and Data Logging |  | Fixed
|  |  |  | Capex | Fencing |  | Fixed
|  |  |  | Capex | Domestic Meters |  | Fixed
|  |  |  | Capex | Building Services |  | Fixed
|  |  |  | Capex | Membranes |  | Fixed
|  |  |  | Capex | ICA (Instrumentation, Control & Automation) |  | Fixed
|  |  |  | Capex | Plant and Machinery |  | Fixed
|  |  |  | Capex | M&E (Mechanical and Electrical) Works on Pumping Stations and Treatment Works |  | Fixed
|  |  |  | Capex | Raw Water and District Meters |  | Fixed
|  |  |  | Capex | Power Supply |  | Fixed
|  |  |  | Capex | Steel/Timber/GRP Structures |  | Fixed
|  |  |  | Capex | Landscaping/Environmental Works |  | Fixed
|  |  |  | Capex | Borehole Screening and Casing |  | Fixed
|  |  |  | Capex | Bridges |  | Fixed
|  |  |  | Capex | Brick/Concrete Office Structures |  | Fixed
|  |  |  | Capex | Treatment and Pumping Station Civils (incl. Intakes) |  | Fixed
|  |  |  | Capex | Roads and Car Parks |  | Fixed
|  |  |  | Capex | Water Towers |  | Fixed
|  |  |  | Capex | Borehole Installation |  | Fixed
|  |  |  | Capex | Headworks/Valves |  | Fixed
|  |  |  | Capex | Underwater Assets |  | Fixed
|  |  |  | Capex | Reinforced Concrete Tanks / Service Reservoirs |  | Fixed
|  |  |  | Capex | Weirs |  | Fixed
|  |  |  | Capex | Pipelines |  | Fixed
|  |  |  | Capex | Tunnels |  | Fixed
|  |  |  | Capex | Aqueducts |  | Fixed
|  |  |  | Capex | Embankment Works |  | Fixed
Freeform row 1
Freeform row 2
Freeform row x
| Water Company | Veolia Water Projects Limited | Version
Table 5c: Financing Cost - Worked Example
Inputs
| [A] | Discount Rate | 3.5%
| [B] | WACC | 2.92%
| [C] | Asset Life | 5
| [D] | Year 1 capex | 1000
| [E] | Depreciation Factor | 0.2
|  |  |  | 1 | 2 | 3 | 4 | 2019-20: 5
|  |  |  | Year 1 | Year 2 | Year 3 | Year 4 | 2019-20: Year 5; 2021-22: Calculation
| [F] | Discount Factor |  | 0.96618 | 0.93351 | 0.90194 | 0.87144 | 2019-20: 0.84197; 2021-22: 1 / [(1 + [A]) ^ t ]
Worked Example | bar: 2019-20
|  |  | Unit | Year 1 | Year 2 | Year 3 | Year 4 | 2019-20: Year 5
| [G] | RCV at start of year | £000s | 1000 | 800 | 600 | 400 | 2019-20: 200; 2021-22: =[I]t-1 for t > 1
| [H] | Depreciation | £000s | 200 | 200 | 200 | 200 | 2019-20: 200; 2021-22: [G] x [E]
| [I] | RCV at end of year | £000s | 800 | 600 | 400 | 200 | 2019-20: 0; 2021-22: [G]-[H]
| [J] | Mid-year RCV | £000s | 900 | 700 | 500 | 300 | 2019-20: 100; 2021-22: AVERAGE [G],[I]
| [K] | Financing Cost | £000s | 226.28 | 220.44 | 214.6 | 208.76 | 2019-20: 202.92; 2021-22: ( [J] x [B]) + [H]
| [L] | Discounted Financing Cost | £000s | 218.628 | 205.7831 | 193.5569 | 181.9223 | 2019-20: 170.8532; 2021-22: [K] x [F]
| [M] | NPV Financing Cost | £000s | 970.7435 |  |  |  | 2021-22: ∑ [L]
To calculate financing costs as a stream of annual costs over the life of the option, follow an approach based on the Regulated Capital Value and Net Book Value (NBV) of capital assets. In this approach, the full NBV of an asset is added to the RCV at the start of the first year of the period, and is reduced incrementally by a constant amount in each subsequent year to zero as its value depreciates, giving an annual "net capital value". If the asset is renewed at the end of its useful life, the full NBV is incurred again and the depreciation cycle renews. Annual financing costs are calculated by applying the WACC to the annual net capital value amount (the RCV adjusted for depreciation), and adding back depreciation. These annual financing costs are then discounted using the standard declining long-term discount rate (STPR) reported in the HM Treasury Green Book. The worked example shows the calculation for an asset with an NBV of £1,000 and an asset life of five years, depreciating at a constant rate of £200,000 per year. In Year 1, the average net capital value is £900,000 after adjusting for depreciation. The financing cost is calculated by applying the WACC (2.92% in this example) to the £900,000 and then adding back depreciation, resulting in a total of £226,000. That financing cost is then discounted using the discount rate (in this case, 3.5% for all five years - the rate will change for longer time horizons as per Green Book guidance), and the sum of the stream of discounted costs results in a total NPV of financing costs of £971,000. Note that the NPV will be lower when the discount rate is greater than the WACC.

## 6. Drought Plan Links
Back to title page
Water Company | Veolia Water Projects Limited | Version
WRZ
Table 6: WRZ Level - Drought Plan Links | [7 empty] | Deployable Output Benefit (Ml/d) under Drought Severity of ~ 1 in 500 (0.2% chance in any given year) | [6 empty] | Deployable Output Benefit (Ml/d) under Drought Severity of 1 in 200 (0.5% chance in any given year) | [6 empty] | Deployable Output Benefit (Ml/d) under Worst Historic Drought Scenario (define year and return period) | [6 empty] | Deployable Output Benefit (Ml/d) under Additional drought scenario - optional [please define]
Row Ref | Drought Measure | Description | Type | Drought Plan Reference(s) | Included in FP scenario? Y or N | Unit | Decimal places | Base year | 2024-25 | 2029-30 | 2034-35 | 2039-40 | 2044-45 | 2049-50 | Base Year | 2024-25 | 2029-30 | 2034-35 | 2039-40 | 2044-45 | 2049-50 | Base Year | 2024-25 | 2029-30 | 2034-35 | 2039-40 | 2044-45 | 2049-50 | Baseline | 2024-25 | 2029-30 | 2034-35 | 2039-40 | 2044-45 | 2049-50
1FPD | Appeals for restraint | 2.5% savings when an appeal for restraint is implemented | Demand Side | page 19, paras 2, 3 and 4 | N | Ml/d | 2 | 0.16 | 0.16 | 0.16 | 0.16 | 0.16 | 0.16 | 0.16 | 0.16 | 0.16 | 0.16 | 0.16 | 0.16 | 0.16 | 0.16 | 0.16 | 0.16 | 0.16 | 0.16 | 0.16 | 0.16 | 0.16
2FPD | Licensed drought only sources | List the names of all drought sources / sites | Supply Side | page x, para y | N | Ml/d | 2 | 0 | 0 | 0 | 0 | 0 | 0 | 0 | 0 | 0 | 0 | 0 | 0 | 0 | 0 | 0 | 0 | 0 | 0 | 0 | 0 | 0
3FPD | Other level 1 drought measures | Please detail other level 1 drought measures |  | page 14, para 3 | N |  | 2 | 0 | 0 | 0 | 0 | 0 | 0 | 0 | 0 | 0 | 0 | 0 | 0 | 0 | 0 | 0 | 0 | 0 | 0 | 0 | 0 | 0
4FPD | Temporary Use Bans | 2.5% demand savings when a Temporary Use Ban is implemented | Demand Side | page 15, para 9 page 16, table 3 page 19, paras 3 and 4 | N | Ml/d | 2 | 0.2 | 0.2 | 0.2 | 0.2 | 0.2 | 0.2 | 0.2 | 0.2 | 0.2 | 0.2 | 0.2 | 0.2 | 0.2 | 0.2 | 0.2 | 0.2 | 0.2 | 0.2 | 0.2 | 0.2 | 0.2
5FPD | Level 2 Drought Permits/Orders | List the names of all drought sources / sites brought online when the level 2 control curve is crossed | Supply Side | N/A | N | Ml/d | 2 | 0 | 0 | 0 | 0 | 0 | 0 | 0 | 0 | 0 | 0 | 0 | 0 | 0 | 0 | 0 | 0 | 0 | 0 | 0 | 0 | 0
6FPD | Other level 2 drought measures | Please detail other level 2 drought measures |  | page 14, para 14 | N |  | 2 | 0 | 0 | 0 | 0 | 0 | 0 | 0 | 0 | 0 | 0 | 0 | 0 | 0 | 0 | 0 | 0 | 0 | 0 | 0 | 0 | 0
7FPD | Non Essential Use Bans | 10% demand savings when a Non-Essential Use Ban is implemented | Demand Side | page 19, paras 3 and 4 | N | Ml/d | 2 | 0.25 | 0.25 | 0.25 | 0.25 | 0.25 | 0.25 | 0.25 | 0.25 | 0.25 | 0.25 | 0.25 | 0.25 | 0.25 | 0.25 | 0.25 | 0.25 | 0.25 | 0.25 | 0.25 | 0.25 | 0.25
8FPD | Level 3 Drought Permits/Orders | List the names of all drought sources / sites brought online when the level 3 control curve is crossed | Supply Side | N/A | N | Ml/d | 2 | 0 | 0 | 0 | 0 | 0 | 0 | 0 | 0 | 0 | 0 | 0 | 0 | 0 | 0 | 0 | 0 | 0 | 0 | 0 | 0 | 0
9FPD | Other level 3 drought measures | Please detail other level 3 drought measures |  | page 16, table 3 | N |  | 2 | 0 | 0 | 0 | 0 | 0 | 0 | 0 | 0 | 0 | 0 | 0 | 0 | 0 | 0 | 0 | 0 | 0 | 0 | 0 | 0 | 0
10FPD | TOTAL BENEFIT | Combined benefit from above drought measures for the drought scenario |  |  |  | Ml/d | 2 | 0.61 | 0.61 | 0.61 | 0.61 | 0.61 | 0.61 | 0.61 | 0.61 | 0.61 | 0.61 | 0.61 | 0.61 | 0.61 | 0.61 | 0.61 | 0.61 | 0.61 | 0.61 | 0.61 | 0.61 | 0.61 | 0 | 0 | 0 | 0 | 0 | 0 | 0
Row Ref | Component | Derivation |  |  |  | Unit | Decimal places | Base Year | 2024-25 | 2029-30 | 2034-35 | 2039-40 | 2044-45 | 2049-50 | Base Year | 2024-25 | 2029-30 | 2034-35 | 2039-40 | 2044-45 | 2049-50 | Base Year | 2024-25 | 2029-30 | 2034-35 | 2039-40 | 2044-45 | 2049-50 | Base Year | 2024-25 | 2029-30 | 2034-35 | 2039-40 | 2044-45 | 2049-50
11.1FPD | Distribution Input Adjustment | Drought Demand Enhancement - for specific drought event (where applicable) |  |  |  | Ml/d | 2 | 0.61 | 0.61 | 0.61 | 0.61 | 0.61 | 0.61 | 0.61 | 0.61 | 0.61 | 0.61 | 0.61 | 0.61 | 0.61 | 0.61 | 0.61 | 0.61 | 0.61 | 0.61 | 0.61 | 0.61 | 0.61 |  | 0 | 0 | 0 | 0 | 0 | 0
11FPD | Distribution Input | 45FP + 11.1FPD |  |  |  | Ml/d | 2 | 4.86 | 5.316 | 5.334 | 5.261 | 5.171 | 5.132 | 5.113 | 4.86 | 5.316 | 5.334 | 5.261 | 5.171 | 5.132 | 5.113 | 4.86 | 5.316 | 5.334 | 5.261 | 5.171 | 5.132 | 5.113 |  | 0 | 0 | 0 | 0 | 0 | 0
12FPD | Water Available For Use (own sources) | 10FP - 7.5FP + 10FPD |  |  |  | Ml/d | 2 | 6.52 | 9.5639 | 9.5639 | 8.7239 | 8.7239 | 8.7239 | 8.7239 | 6.52 | 9.5639 | 9.5639 | 8.7239 | 8.7239 | 8.7239 | 8.7239 | 6.52 | 9.5639 | 9.5639 | 8.7239 | 8.7239 | 8.7239 | 8.7239 |  | 0 | 0 | 0 | 0 | 0 | 0
13.1FPD | Import (+ve) and Export (-ve) Drought Adjustment | Drought Import/Export Adjustment for specific drought event (where applicable) |  |  |  | Ml/d | 2 | 0 | 0 | 0 | 0 | 0 | 0 | 0 | 0 | 0 | 0 | 0 | 0 | 0 | 0 | 0 | 0 | 0 | 0 | 0 | 0 | 0 |  | 0 | 0 | 0 | 0 | 0 | 0
13FPD | Total Water Available For Use | 12FPD + sum(2FP:5FP) + 13.1FPD |  |  |  | Ml/d | 2 | 4.62 | 6.8239 | 6.8239 | 5.9839 | 5.9839 | 5.9839 | 5.9839 | 4.62 | 6.8239 | 6.8239 | 5.9839 | 5.9839 | 5.9839 | 5.9839 | 4.62 | 6.8239 | 6.8239 | 5.9839 | 5.9839 | 5.9839 | 5.9839 |  | 0 | 0 | 0 | 0 | 0 | 0
16FPD | Target Headroom | 48FP |  |  |  | Ml/d | 2 | 0.3 | 0.33 | 0.39 | 0.44 | 0.44 | 0.52 | 0.52 | 0.3 | 0.33 | 0.39 | 0.44 | 0.44 | 0.52 | 0.52 | 0.3 | 0.33 | 0.39 | 0.44 | 0.44 | 0.52 | 0.52 |  | 0 | 0 | 0 | 0 | 0 | 0
16.1FPD | Target Headroom Adjustment | Target headroom adjustment for specific drought event (where applicable) |  |  |  | Ml/d | 2 | 0 | 0 | 0 | 0 | 0 | 0 | 0 | 0 | 0 | 0 | 0 | 0 | 0 | 0 | 0 | 0 | 0 | 0 | 0 | 0 | 0 |  | 0 | 0 | 0 | 0 | 0 | 0
17FPD | Available Headroom | 13FPD - 11FPD |  |  |  | Ml/d | 2 | 1.9 | 1.5079 | 1.4899 | 0.7229 | 0.8129 | 0.8519 | 0.8709 | 1.9 | 1.5079 | 1.4899 | 0.7229 | 0.8129 | 0.8519 | 0.8709 | 1.9 | 1.5079 | 1.4899 | 0.7229 | 0.8129 | 0.8519 | 0.8709 |  | 0 | 0 | 0 | 0 | 0 | 0
18FPD | Supply Demand Balance | 17FPD - (16FPD + 16.1FPD) |  |  |  | Ml/d | 2 | -0.3 | 1.1779 | 1.0999 | 0.2829 | 0.3729 | 0.3319 | 0.3509 | -0.3 | 1.1779 | 1.0999 | 0.2829 | 0.3729 | 0.3319 | 0.3509 | -0.3 | 1.1779 | 1.0999 | 0.2829 | 0.3729 | 0.3319 | 0.3509 |  | 0 | 0 | 0 | 0 | 0 | 0

## 7. Adaptive Programmes
Water Company | Veolia Water Projects Limited | Programme: | [specify] | WRZ(s) impacted | List IDs | Planning Scenario | DYAA - 1 in 500 |  | Back to title page
Description of key triggers for alternative programme activation | Detail which component(s) changed in your baseline alternative plan and specifically when would the alternative programme be triggered
Monitoring and triggering of alternative programme | Specify what you will monitor, at what frequency, to assess whether the alternative programme is required. | [10 empty] | Insert figure to represent your adaptive programmes here if applicable
Option differences to preferred (most likely) programme | Additional options selected: State option IDs Preferred options removed: State Option IDs This should be aligned to options flagged in your alternative programme in tables 4 and 5.
NPV cost associated with programme (£000) |  | Likelihood |  | Earliest expected trigger year |  | Version
Table 7a: WC level - Alternative Programme [specify] Baseline SDB | [10 empty] | 5 Year totals
WRMP24 Reference | BL SDB Component | Unit |  | Decimal places | 2024/25 | 2025/26 | 2026/27 | 2027/28 | 2028/29 | 2029/30 | 2034/35 | 2039/40 | 2044/45 | 2049/50 | 2054/55 | 2059/60 | 2064/65 | 2069/70 | 2074/75 | 2079/80 | 2084/85 | 2089/90 | 2094/95 | 2099/100
AP1BL | Distribution Input | Ml/d |  | 2
AP2BL | Total Water Available For Use | Ml/d |  | 2
AP3BL | Target Headroom | Ml/d |  | 2
AP5BL | Supply Demand Balance | Ml/d |  | 2
Table 7b: WC level - Alternative Programme [specify] Final Plan SDB |  |  |  |  | 5 Year totals 2034/35: 5 Year totals
WRMP24 Reference | FP SDB Component | Unit |  | Decimal places | 2024/25 | 2025/26 | 2026/27 | 2027/28 | 2028/29 | 2029/30 | 2034/35 | 2039/40 | 2044/45 | 2049/50 | 2054/55 | 2059/60 | 2064/65 | 2069/70 | 2074/75 | 2079/80 | 2084/85 | 2089/90 | 2094/95 | 2099/100
AP1FP | Distribution Input | Ml/d |  | 2
AP2FP | Total Water Available For Use | Ml/d |  | 2
AP3FP | Target Headroom | Ml/d |  | 2
AP4FP | Supply Demand Balance | Ml/d |  | 2
Table 7c: WC level - Alternative Programme [specify] Totex |  |  |  |  | 5 Year totals 2034/35: 5 Year totals
WRMP24 Reference | Expenditure element | Expenditure type | Unit | Decimal places | 2024/25 | 2025/26 | 2026/27 | 2027/28 | 2028/29 | 2029/30 | 2034/35 | 2039/40 | 2044/45 | 2049/50 | 2054/55 | 2059/60 | 2064/65 | 2069/70 | 2074/75 | 2079/80 | 2084/85 | 2089/90 | 2094/95 | 2099/100
AP6FP | Totex increases (base) | Totex | 000's | 3
AP7FP | Totex savings (base) | Totex | 000's | 3
AP8FP | Totex total (base) | Totex | 000's | 3
Table 7d: WC level - Alternative Programme [specify] Enhancement Expenditure |  |  |  |  | 5 Year totals 2034/35: 5 Year totals
WRMP24 Reference | Expenditure element | Expenditure type | Unit | Decimal places | 2024/25 | 2025/26 | 2026/27 | 2027/28 | 2028/29 | 2029/30 | 2034/35 | 2039/40 | 2044/45 | 2049/50 | 2054/55 | 2059/60 | 2064/65 | 2069/70 | 2074/75 | 2079/80 | 2084/85 | 2089/90 | 2094/95 | 2099/100
AP9FP | Total enhancement expenditure | Capex | 000's | 3
AP10FP | Total enhancement expenditure | Opex | 000's | 3
AP11FP | Total enhancement expenditure | Totex | 000's | 3
Water Company | Veolia Water Projects Limited | Programme: | [specify] | WRZ(s) impacted | 2024/25: List IDs; 2025/26: Planning Scenario; 2026/27: DYAA - 1 in 500
Description of key triggers for alternative programme activation | Detail which component(s) changed in your baseline alternative plan and specifically when would the alternative programme be triggered
Monitoring and triggering of alternative programme | Specify what you will monitor, at what frequency, to assess whether the alternative programme is required.
Option differences to preferred (most likely) programme | Additional options selected: State option IDs Preferred options removed: State Option IDs This should be aligned to options flagged in your alternative programme in tables 4 and 5.
NPV cost associated with programme (£000) |  | Likelihood |  | Earliest expected trigger year | 2025/26: Version
Table 7a: WC level - Alternative Programme [specify] Baseline SDB |  |  |  |  | 5 Year totals 2034/35: 5 Year totals
WRMP24 Reference | BL SDB Component | Unit |  | Decimal places | 2024/25 | 2025/26 | 2026/27 | 2027/28 | 2028/29 | 2029/30 | 2034/35 | 2039/40 | 2044/45 | 2049/50 | 2054/55 | 2059/60 | 2064/65 | 2069/70 | 2074/75 | 2079/80 | 2084/85 | 2089/90 | 2094/95 | 2099/100
AP1BL | Distribution Input | Ml/d |  | 2
AP2BL | Total Water Available For Use | Ml/d |  | 2
AP3BL | Target Headroom | Ml/d |  | 2
AP5BL | Supply Demand Balance | Ml/d |  | 2
Table 7b: WC level - Alternative Programme [specify] Final Plan SDB |  |  |  |  | 5 Year totals 2034/35: 5 Year totals
WRMP24 Reference | FP SDB Component | Unit |  | Decimal places | 2024/25 | 2025/26 | 2026/27 | 2027/28 | 2028/29 | 2029/30 | 2034/35 | 2039/40 | 2044/45 | 2049/50 | 2054/55 | 2059/60 | 2064/65 | 2069/70 | 2074/75 | 2079/80 | 2084/85 | 2089/90 | 2094/95 | 2099/100
AP1FP | Distribution Input | Ml/d |  | 2
AP2FP | Total Water Available For Use | Ml/d |  | 2
AP3FP | Target Headroom | Ml/d |  | 2
AP4FP | Supply Demand Balance | Ml/d |  | 2
Table 7c: WC level - Alternative Programme [specify] Totex |  |  |  |  | 5 Year totals 2034/35: 5 Year totals
WRMP24 Reference | Expenditure element | Expenditure type | Unit | Decimal places | 2024/25 | 2025/26 | 2026/27 | 2027/28 | 2028/29 | 2029/30 | 2034/35 | 2039/40 | 2044/45 | 2049/50 | 2054/55 | 2059/60 | 2064/65 | 2069/70 | 2074/75 | 2079/80 | 2084/85 | 2089/90 | 2094/95 | 2099/100
AP6FP | Totex increases (base) | Totex | 000's | 3
AP7FP | Totex savings (base) | Totex | 000's | 3
AP8FP | Totex total (base) | Totex | 000's | 3
Table 7d: WC level - Alternative Programme [specify] Enhancement Expenditure |  |  |  |  | 5 Year totals 2034/35: 5 Year totals
WRMP24 Reference | Expenditure element | Expenditure type | Unit | Decimal places | 2024/25 | 2025/26 | 2026/27 | 2027/28 | 2028/29 | 2029/30 | 2034/35 | 2039/40 | 2044/45 | 2049/50 | 2054/55 | 2059/60 | 2064/65 | 2069/70 | 2074/75 | 2079/80 | 2084/85 | 2089/90 | 2094/95 | 2099/100
AP9FP | Total enhancement expenditure | Capex | 000's | 3
AP10FP | Total enhancement expenditure | Opex | 000's | 3
AP11FP | Total enhancement expenditure | Totex | 000's | 3
Water Company | Veolia Water Projects Limited | Programme: | [specify] | WRZ(s) impacted | 2024/25: List IDs; 2025/26: Planning Scenario; 2026/27: DYAA - 1 in 500
Description of key triggers for alternative programme activation | Detail which component(s) changed in your baseline alternative plan and specifically when would the alternative programme be triggered
Monitoring and triggering of alternative programme | Specify what you will monitor, at what frequency, to assess whether the alternative programme is required.
Option differences to preferred (most likely) programme | Additional options selected: State option IDs Preferred options removed: State Option IDs This should be aligned to options flagged in your alternative programme in tables 4 and 5.
NPV cost associated with programme (£000) |  | Likelihood |  | Earliest expected trigger year | 2025/26: Version
Table 7a: WC level - Alternative Programme [specify] Baseline SDB |  |  |  |  | 5 Year totals 2034/35: 5 Year totals
WRMP24 Reference | BL SDB Component | Unit |  | Decimal places | 2024/25 | 2025/26 | 2026/27 | 2027/28 | 2028/29 | 2029/30 | 2034/35 | 2039/40 | 2044/45 | 2049/50 | 2054/55 | 2059/60 | 2064/65 | 2069/70 | 2074/75 | 2079/80 | 2084/85 | 2089/90 | 2094/95 | 2099/100
AP1BL | Distribution Input | Ml/d |  | 2
AP2BL | Total Water Available For Use | Ml/d |  | 2
AP3BL | Target Headroom | Ml/d |  | 2
AP5BL | Supply Demand Balance | Ml/d |  | 2
Table 7b: WC level - Alternative Programme [specify] Final Plan SDB |  |  |  |  | 5 Year totals 2034/35: 5 Year totals
WRMP24 Reference | FP SDB Component | Unit |  | Decimal places | 2024/25 | 2025/26 | 2026/27 | 2027/28 | 2028/29 | 2029/30 | 2034/35 | 2039/40 | 2044/45 | 2049/50 | 2054/55 | 2059/60 | 2064/65 | 2069/70 | 2074/75 | 2079/80 | 2084/85 | 2089/90 | 2094/95 | 2099/100
AP1FP | Distribution Input | Ml/d |  | 2
AP2FP | Total Water Available For Use | Ml/d |  | 2
AP3FP | Target Headroom | Ml/d |  | 2
AP4FP | Supply Demand Balance | Ml/d |  | 2
Table 7c: WC level - Alternative Programme [specify] Totex |  |  |  |  | 5 Year totals 2034/35: 5 Year totals
WRMP24 Reference | Expenditure element | Expenditure type | Unit | Decimal places | 2024/25 | 2025/26 | 2026/27 | 2027/28 | 2028/29 | 2029/30 | 2034/35 | 2039/40 | 2044/45 | 2049/50 | 2054/55 | 2059/60 | 2064/65 | 2069/70 | 2074/75 | 2079/80 | 2084/85 | 2089/90 | 2094/95 | 2099/100
AP6FP | Totex increases (base) | Totex | 000's | 3
AP7FP | Totex savings (base) | Totex | 000's | 3
AP8FP | Totex total (base) | Totex | 000's | 3
Table 7d: WC level - Alternative Programme [specify] Enhancement Expenditure |  |  |  |  | 5 Year totals 2034/35: 5 Year totals
WRMP24 Reference | Expenditure element | Expenditure type | Unit | Decimal places | 2024/25 | 2025/26 | 2026/27 | 2027/28 | 2028/29 | 2029/30 | 2034/35 | 2039/40 | 2044/45 | 2049/50 | 2054/55 | 2059/60 | 2064/65 | 2069/70 | 2074/75 | 2079/80 | 2084/85 | 2089/90 | 2094/95 | 2099/100
AP9FP | Total enhancement expenditure | Capex | 000's | 3
AP10FP | Total enhancement expenditure | Opex | 000's | 3
AP11FP | Total enhancement expenditure | Totex | 000's | 3
Water Company | Veolia Water Projects Limited | Programme: | [specify] | WRZ(s) impacted | 2024/25: List IDs; 2025/26: Planning Scenario; 2026/27: DYAA - 1 in 500
Description of key triggers for alternative programme activation | Detail which component(s) changed in your baseline alternative plan and specifically when would the alternative programme be triggered
Monitoring and triggering of alternative programme | Specify what you will monitor, at what frequency, to assess whether the alternative programme is required.
Option differences to preferred (most likely) programme | Additional options selected: State option IDs Preferred options removed: State Option IDs This should be aligned to options flagged in your alternative programme in tables 4 and 5.
NPV cost associated with programme (£000) |  | Likelihood |  | Earliest expected trigger year | 2025/26: Version
Table 7a: WC level - Alternative Programme [specify] Baseline SDB |  |  |  |  | 5 Year totals 2034/35: 5 Year totals
WRMP24 Reference | BL SDB Component | Unit |  | Decimal places | 2024/25 | 2025/26 | 2026/27 | 2027/28 | 2028/29 | 2029/30 | 2034/35 | 2039/40 | 2044/45 | 2049/50 | 2054/55 | 2059/60 | 2064/65 | 2069/70 | 2074/75 | 2079/80 | 2084/85 | 2089/90 | 2094/95 | 2099/100
AP1BL | Distribution Input | Ml/d |  | 2
AP2BL | Total Water Available For Use | Ml/d |  | 2
AP3BL | Target Headroom | Ml/d |  | 2
AP5BL | Supply Demand Balance | Ml/d |  | 2
Table 7b: WC level - Alternative Programme [specify] Final Plan SDB |  |  |  |  | 5 Year totals 2034/35: 5 Year totals
WRMP24 Reference | FP SDB Component | Unit |  | Decimal places | 2024/25 | 2025/26 | 2026/27 | 2027/28 | 2028/29 | 2029/30 | 2034/35 | 2039/40 | 2044/45 | 2049/50 | 2054/55 | 2059/60 | 2064/65 | 2069/70 | 2074/75 | 2079/80 | 2084/85 | 2089/90 | 2094/95 | 2099/100
AP1FP | Distribution Input | Ml/d |  | 2
AP2FP | Total Water Available For Use | Ml/d |  | 2
AP3FP | Target Headroom | Ml/d |  | 2
AP4FP | Supply Demand Balance | Ml/d |  | 2
Table 7c: WC level - Alternative Programme [specify] Totex |  |  |  |  | 5 Year totals 2034/35: 5 Year totals
WRMP24 Reference | Expenditure element | Expenditure type | Unit | Decimal places | 2024/25 | 2025/26 | 2026/27 | 2027/28 | 2028/29 | 2029/30 | 2034/35 | 2039/40 | 2044/45 | 2049/50 | 2054/55 | 2059/60 | 2064/65 | 2069/70 | 2074/75 | 2079/80 | 2084/85 | 2089/90 | 2094/95 | 2099/100
AP6FP | Totex increases (base) | Totex | 000's | 3
AP7FP | Totex savings (base) | Totex | 000's | 3
AP8FP | Totex total (base) | Totex | 000's | 3
Table 7d: WC level - Alternative Programme [specify] Enhancement Expenditure |  |  |  |  | 5 Year totals 2034/35: 5 Year totals
WRMP24 Reference | Expenditure element | Expenditure type | Unit | Decimal places | 2024/25 | 2025/26 | 2026/27 | 2027/28 | 2028/29 | 2029/30 | 2034/35 | 2039/40 | 2044/45 | 2049/50 | 2054/55 | 2059/60 | 2064/65 | 2069/70 | 2074/75 | 2079/80 | 2084/85 | 2089/90 | 2094/95 | 2099/100
AP9FP | Total enhancement expenditure | Capex | 000's | 3
AP10FP | Total enhancement expenditure | Opex | 000's | 3
AP11FP | Total enhancement expenditure | Totex | 000's | 3

## 8. Business Plan Links
Water Company | Veolia Water Projects Limited | Version |  |  | Back to title page
Planning Scenario | Preferred (most likely) programme | NPV cost associated with plan (£000)
Table 8a: Summary Base Totex expenditure for programme consistent with RAG reporting requirements |  |  |  |  | Annual totals | [10 empty] | Five year totals
Reference | Expenditure element | Expenditure type | Unit | Decimal places | 2019-20 | 2020-21 | 2021-22 | 2022-23 | 2023-24 | 2024-25 | 2025-26 | 2026-27 | 2027-28 | 2028-29 | 2029-30 | 2030-31 to 2034-35 | 2035-36 to 2039-40 | 2040-41 to 2044-45 | 2045-46 to 2049-50 | 2050-51 to 2054-55 | 2055-56 to 2059-60 | 2060-61 to 2064-65 | 2065-66 to 2069-70 | 2070-71 to 2074-75 | 2075-76 to 2079-80
A1 | Totex increases (base) | Totex | 000's | 3 | bar: Annual totals 2019-20 to Annual totals 2024-25
A2 | Totex savings (base) | Totex | 000's | 3 | bar: Annual totals 2019-20 to Annual totals 2024-25
A3 | Total totex variance (base) | Totex | 000's | 3 | 0 | 0 | 0 | 0 | 0 | 0 | 0 | 0 | 0 | 0 | 0 | 0 | 0 | 0 | 0 | 0 | 0 | 0 | 0 | 0 | 0
Table 8b: Summary of supply-demand balance enhancement expenditure for programme consistent with RAG reporting requirements |  |  |  |  | Annual totals 2019-20: Annual totals | Five year totals
Reference | Expenditure element | Expenditure type | Unit | Decimal places | 2019-20 | 2020-21 | 2021-22 | 2022-23 | 2023-24 | 2024-25 | 2025-26 | 2026-27 | 2027-28 | 2028-29 | 2029-30 | 2030-31 to 2034-35 | 2035-36 to 2039-40 | 2040-41 to 2044-45 | 2045-46 to 2049-50 | 2050-51 to 2054-55 | 2055-56 to 2059-60 | 2060-61 to 2064-65 | 2065-66 to 2069-70 | 2070-71 to 2074-75 | 2075-76 to 2079-80
B1 | Supply-side improvements | Capex | 000's | 3
B2 | Supply-side improvements | Opex | 000's | 3
B3 | Supply-side improvements | Totex | 000's | 3 | 0 | 0 | 0 | 0 | 0 | 0 | 0 | 0 | 0 | 0 | 0 | 0 | 0 | 0 | 0 | 0 | 0 | 0 | 0 | 0 | 0
B4 | Demand-side improvements (excl. leakage and metering) | Capex | 000's | 3
B5 | Demand-side improvements (excl. leakage and metering) | Opex | 000's | 3
B6 | Demand-side improvements (excl. leakage and metering) | Totex | 000's | 3 | 0 | 0 | 0 | 0 | 0 | 0 | 0 | 0 | 0 | 0 | 0 | 0 | 0 | 0 | 0 | 0 | 0 | 0 | 0 | 0 | 0
B7 | Leakage improvements | Capex | 000's | 3
B8 | Leakage improvements | Opex | 000's | 3
B9 | Leakage improvements | Totex | 000's | 3 | 0 | 0 | 0 | 0 | 0 | 0 | 0 | 0 | 0 | 0 | 0 | 0 | 0 | 0 | 0 | 0 | 0 | 0 | 0 | 0 | 0
B10 | Internal interconnectors | Capex | 000's | 3
B11 | Internal interconnectors | Opex | 000's | 3
B12 | Internal interconnectors | Totex | 000's | 3 | 0 | 0 | 0 | 0 | 0 | 0 | 0 | 0 | 0 | 0 | 0 | 0 | 0 | 0 | 0 | 0 | 0 | 0 | 0 | 0 | 0
B13 | Strategic regional water resources | Capex | 000's | 3
B14 | Strategic regional water resources | Opex | 000's | 3
B15 | Strategic regional water resources | Totex | 000's | 3 | 0 | 0 | 0 | 0 | 0 | 0 | 0 | 0 | 0 | 0 | 0 | 0 | 0 | 0 | 0 | 0 | 0 | 0 | 0 | 0 | 0
B16 | Total supply demand expenditure | Totex | 000's | 3 | 0 | 0 | 0 | 0 | 0 | 0 | 0 | 0 | 0 | 0 | 0 | 0 | 0 | 0 | 0 | 0 | 0 | 0 | 0 | 0 | 0
Table 8c: Summary of metering enhancement expenditure for programme consistent with RAG reporting requirements |  |  |  |  | Annual totals 2019-20: Annual totals | Five year totals
Reference | Expenditure element | Expenditure type | Unit | Decimal places | 2019-20 | 2020-21 | 2021-22 | 2022-23 | 2023-24 | 2024-25 | 2025-26 | 2026-27 | 2027-28 | 2028-29 | 2029-30 | 2030-31 to 2034-35 | 2035-36 to 2039-40 | 2040-41 to 2044-45 | 2045-46 to 2049-50 | 2050-51 to 2054-55 | 2055-56 to 2059-60 | 2060-61 to 2064-65 | 2065-66 to 2069-70 | 2070-71 to 2074-75 | 2075-76 to 2079-80
C1 | New meters requested by existing customers (optants) | Capex | £M | 3
C1.1 | New basic meters requested by existing customers (optants) | Capex | £M | 3
C1.2 | New AMR meters requested by existing customers (optants) | Capex | £M | 3
C1.3 | New AMI meters requested by existing customers (optants) | Capex | £M | 3
C2 | New meters requested by existing customers (optants) | Opex | £M | 3
C2.1 | New basic meters requested by existing customers (optants) | Opex | £M | 3
C2.2 | New AMR meters requested by existing customers (optants) | Opex | £M | 3
C2.3 | New AMI meters requested by existing customers (optants) | Opex | £M | 3
C3 | New meters requested by existing customers (optants) | Totex | £M | 3 | 0 | 0 | 0 | 0 | 0 | 0 | 0 | 0 | 0 | 0 | 0 | 0 | 0 | 0 | 0 | 0 | 0 | 0 | 0 | 0 | 0
C4 | New meters introduced by companies for existing customers | Capex | £M | 3
C4.1 | New basic meters introduced by companies for existing customers (optants) | Capex | £M | 3
C4.2 | New AMR meters introduced by companies for existing customers (optants) | Capex | £M | 3
C4.3 | New AMI meters introduced by companies for existing customers (optants) | Capex | £M | 3
C5 | New meters introduced by companies for existing customers | Opex | £M | 3
C5.1 | New basic meters introduced by companies for existing customers (optants) | Opex | £M | 3
C5.2 | New AMR meters introduced by companies for existing customers (optants) | Opex | £M | 3
C5.3 | New AMI meters introduced by companies for existing customers (optants) | Opex | £M | 3
C6 | New meters introduced by companies for existing customers | Totex | £M | 3 | 0 | 0 | 0 | 0 | 0 | 0 | 0 | 0 | 0 | 0 | 0 | 0 | 0 | 0 | 0 | 0 | 0 | 0 | 0 | 0 | 0
C7 | New meters for existing customers - business | Capex | £M | 3
C7.1 | New basic meters for existing customers - business | Capex | £M | 3
C7.2 | New AMR meters for existing customers - business | Capex | £M | 3
C7.3 | New AMI meters for existing customers - business | Capex | £M | 3
C8 | New meters for existing customers - business | Opex | £M | 3
C8.1 | New basic meters for existing customers - business | Opex | £M | 3
C8.2 | New AMR meters for existing customers - business | Opex | £M | 3
C8.3 | New AMI meters for existing customers - business | Opex | £M | 3
C9 | New basic meters for existing customers - business | Totex | £M | 3 | 0 | 0 | 0 | 0 | 0 | 0 | 0 | 0 | 0 | 0 | 0 | 0 | 0 | 0 | 0 | 0 | 0 | 0 | 0 | 0 | 0
C10 | Replacement of existing basic meters with AMR meters | Capex | £M | 3
C11 | Replacement of existing basic meters with AMI meters | Capex | £M | 3
C12 | Smart metering infrastructure | Capex | £M | 3
C13 | Replacement of existing basic meters with AMR meters | Opex | £M | 3
C14 | Replacement of existing basic meters with AMI meters | Opex | £M | 3
C15 | Smart metering infrastructure | Opex | £M | 3
C16 | Replacement of existing basic meters with AMR meters | Totex | £M | 3 | 0 | 0 | 0 | 0 | 0 | 0 | 0 | 0 | 0 | 0 | 0 | 0 | 0 | 0 | 0 | 0 | 0 | 0 | 0 | 0 | 0
C17 | Replacement of existing basic meters with AMI meters | Totex | £M | 3 | 0 | 0 | 0 | 0 | 0 | 0 | 0 | 0 | 0 | 0 | 0 | 0 | 0 | 0 | 0 | 0 | 0 | 0 | 0 | 0 | 0
C18 | Smart metering infrastructure | Totex | £M | 3 | 0 | 0 | 0 | 0 | 0 | 0 | 0 | 0 | 0 | 0 | 0 | 0 | 0 | 0 | 0 | 0 | 0 | 0 | 0 | 0 | 0
C19 | Total metering expenditure | Totex | £M | 3 | 0 | 0 | 0 | 0 | 0 | 0 | 0 | 0 | 0 | 0 | 0 | 0 | 0 | 0 | 0 | 0 | 0 | 0 | 0 | 0 | 0
Table 8d: Summary of total enhancement for programme consistent with RAG reporting requirements |  |  |  |  | Annual totals 2019-20: Annual totals | Five year totals
Reference | Expenditure element | Expenditure type | Unit | Decimal places | 2019-20 | 2020-21 | 2021-22 | 2022-23 | 2023-24 | 2024-25 | 2025-26 | 2026-27 | 2027-28 | 2028-29 | 2029-30 | 2030-31 to 2034-35 | 2035-36 to 2039-40 | 2040-41 to 2044-45 | 2045-46 to 2049-50 | 2050-51 to 2054-55 | 2055-56 to 2059-60 | 2060-61 to 2064-65 | 2065-66 to 2069-70 | 2070-71 to 2074-75 | 2075-76 to 2079-80
D1 | Total enhancement expenditure | Capex | 000's | 3 | 0 | 0 | 0 | 0 | 0 | 0 | 0 | 0 | 0 | 0 | 0 | 0 | 0 | 0 | 0 | 0 | 0 | 0 | 0 | 0 | 0
D2 | Total enhancement expenditure | Opex | 000's | 3 | 0 | 0 | 0 | 0 | 0 | 0 | 0 | 0 | 0 | 0 | 0 | 0 | 0 | 0 | 0 | 0 | 0 | 0 | 0 | 0 | 0
D3 | Total enhancement expenditure | Totex | 000's | 3 | 0 | 0 | 0 | 0 | 0 | 0 | 0 | 0 | 0 | 0 | 0 | 0 | 0 | 0 | 0 | 0 | 0 | 0 | 0 | 0 | 0
Table 8e: Summary of supply demand benefits for programme consistent with RAG reporting requirements |  |  |  |  | Annual totals 2019-20: Annual totals | Five year totals
Reference | Benefit element | Expenditure type | Unit | Decimal places | 2019-20 | 2020-21 | 2021-22 | 2022-23 | 2023-24 | 2024-25 | 2025-26 | 2026-27 | 2027-28 | 2028-29 | 2029-30 | 2030-31 to 2034-35 | 2035-36 to 2039-40 | 2040-41 to 2044-45 | 2045-46 to 2049-50 | 2050-51 to 2054-55 | 2055-56 to 2059-60 | 2060-61 to 2064-65 | 2065-66 to 2069-70 | 2070-71 to 2074-75 | 2075-76 to 2079-80
E1 | Supply-side improvements | Benefit | Ml/d | 2
E2 | Demand-side improvements (excluding leakage and metering) | Benefit | Ml/d | 2
E3 | Leakage improvements | Benefit | Ml/d | 2
E4 | Internal interconnectors* | Benefit | Ml/d | 2
E5 | Metering improvements | Benefit | Ml/d | 2 | 0 | 0 | 0 | 0 | 0 | 0 | 0 | 0 | 0 | 0 | 0 | 0 | 0 | 0 | 0 | 0 | 0 | 0 | 0 | 0 | 0
E5.1 | Benefits from new basic meter installations (household) | Benefit | Ml/d | 2
E5.2 | Benefits from new AMR meter installations (household) | Benefit | Ml/d | 2
E5.3 | Benefits from new AMI meter installations (household) | Benefit | Ml/d | 2
E5.4 | Benefits from replacing (or upgrading) existing basic meters with AMR meters (household) | Benefit | Ml/d | 2
E5.5 | Benefits from replacing (or upgrading) existing basic or AMR meters with AMI meters (household) | Benefit | Ml/d | 2
E5.6 | Benefits from replacing (or upgrading) existing basic meters with AMR meters (non-household) | Benefit | Ml/d | 2
E5.7 | Benefits from replacing (or upgrading) existing basic or AMR meters with AMI meters (non-household) | Benefit | Ml/d | 2
Table 8f: Summary of totex leakage expenditure for programme consistent with RAG reporting requirements |  |  |  |  | Annual totals 2019-20: Annual totals | Five year totals
Reference | Expenditure element | Expenditure type | Unit | Decimal places | 2019-20 | 2020-21 | 2021-22 | 2022-23 | 2023-24 | 2024-25 | 2025-26 | 2026-27 | 2027-28 | 2028-29 | 2029-30 | 2030-31 to 2034-35 | 2035-36 to 2039-40 | 2040-41 to 2044-45 | 2045-46 to 2049-50 | 2050-51 to 2054-55 | 2055-56 to 2059-60 | 2060-61 to 2064-65 | 2065-66 to 2069-70 | 2070-71 to 2074-75 | 2075-76 to 2079-80
F27 | Total leakage activity - Maintaining leakage | Totex | 000's | 3
F28 | Total leakage activity - Reducing leakage | Totex | 000's | 3
Water Company | Veolia Water Projects Limited | Version |  |  | Annual totals 2019-20: Back to title page
Planning Scenario | Least Cost Programme | NPV cost associated with plan (£000)
Table 8a: Summary Base Totex expenditure for programme consistent with RAG reporting requirements |  |  |  |  | Annual totals 2019-20: Annual totals | Five year totals
Reference | Expenditure element | Expenditure type | Unit | Decimal places | 2019-20 | 2020-21 | 2021-22 | 2022-23 | 2023-24 | 2024-25 | 2025-26 | 2026-27 | 2027-28 | 2028-29 | 2029-30 | 2030-31 to 2034-35 | 2035-36 to 2039-40 | 2040-41 to 2044-45 | 2045-46 to 2049-50 | 2050-51 to 2054-55 | 2055-56 to 2059-60 | 2060-61 to 2064-65 | 2065-66 to 2069-70 | 2070-71 to 2074-75 | 2075-76 to 2079-80
A1 | Totex increases (base) | Totex | 000's | 3 | bar: Annual totals 2019-20 to Annual totals 2024-25
A2 | Totex savings (base) | Totex | 000's | 3 | bar: Annual totals 2019-20 to Annual totals 2024-25
A3 | Total totex variance (base) | Totex | 000's | 3 | 0 | 0 | 0 | 0 | 0 | 0 | 0 | 0 | 0 | 0 | 0 | 0 | 0 | 0 | 0 | 0 | 0 | 0 | 0 | 0 | 0
Table 8b: Summary of supply-demand balance enhancement expenditure for programme consistent with RAG reporting requirements |  |  |  |  | Annual totals 2019-20: Annual totals | Five year totals
Reference | Expenditure element | Expenditure type | Unit | Decimal places | 2019-20 | 2020-21 | 2021-22 | 2022-23 | 2023-24 | 2024-25 | 2025-26 | 2026-27 | 2027-28 | 2028-29 | 2029-30 | 2030-31 to 2034-35 | 2035-36 to 2039-40 | 2040-41 to 2044-45 | 2045-46 to 2049-50 | 2050-51 to 2054-55 | 2055-56 to 2059-60 | 2060-61 to 2064-65 | 2065-66 to 2069-70 | 2070-71 to 2074-75 | 2075-76 to 2079-80
B1 | Supply-side improvements | Capex | 000's | 3
B2 | Supply-side improvements | Opex | 000's | 3
B3 | Supply-side improvements | Totex | 000's | 3 | 0 | 0 | 0 | 0 | 0 | 0 | 0 | 0 | 0 | 0 | 0 | 0 | 0 | 0 | 0 | 0 | 0 | 0 | 0 | 0 | 0
B4 | Demand-side improvements (excl. leakage and metering) | Capex | 000's | 3
B5 | Demand-side improvements (excl. leakage and metering) | Opex | 000's | 3
B6 | Demand-side improvements (excl. leakage and metering) | Totex | 000's | 3 | 0 | 0 | 0 | 0 | 0 | 0 | 0 | 0 | 0 | 0 | 0 | 0 | 0 | 0 | 0 | 0 | 0 | 0 | 0 | 0 | 0
B7 | Leakage improvements | Capex | 000's | 3
B8 | Leakage improvements | Opex | 000's | 3
B9 | Leakage improvements | Totex | 000's | 3 | 0 | 0 | 0 | 0 | 0 | 0 | 0 | 0 | 0 | 0 | 0 | 0 | 0 | 0 | 0 | 0 | 0 | 0 | 0 | 0 | 0
B10 | Internal interconnectors | Capex | 000's | 3
B11 | Internal interconnectors | Opex | 000's | 3
B12 | Internal interconnectors | Totex | 000's | 3 | 0 | 0 | 0 | 0 | 0 | 0 | 0 | 0 | 0 | 0 | 0 | 0 | 0 | 0 | 0 | 0 | 0 | 0 | 0 | 0 | 0
B13 | Strategic regional water resources | Capex | 000's | 3
B14 | Strategic regional water resources | Opex | 000's | 3
B15 | Strategic regional water resources | Totex | 000's | 3 | 0 | 0 | 0 | 0 | 0 | 0 | 0 | 0 | 0 | 0 | 0 | 0 | 0 | 0 | 0 | 0 | 0 | 0 | 0 | 0 | 0
B16 | Total supply demand expenditure | Totex | 000's | 3 | 0 | 0 | 0 | 0 | 0 | 0 | 0 | 0 | 0 | 0 | 0 | 0 | 0 | 0 | 0 | 0 | 0 | 0 | 0 | 0 | 0
Table 8c: Summary of metering enhancement expenditure for programme consistent with RAG reporting requirements |  |  |  |  | Annual totals 2019-20: Annual totals | Five year totals
Reference | Expenditure element | Expenditure type | Unit | Decimal places | 2019-20 | 2020-21 | 2021-22 | 2022-23 | 2023-24 | 2024-25 | 2025-26 | 2026-27 | 2027-28 | 2028-29 | 2029-30 | 2030-31 to 2034-35 | 2035-36 to 2039-40 | 2040-41 to 2044-45 | 2045-46 to 2049-50 | 2050-51 to 2054-55 | 2055-56 to 2059-60 | 2060-61 to 2064-65 | 2065-66 to 2069-70 | 2070-71 to 2074-75 | 2075-76 to 2079-80
C1 | New meters requested by existing customers (optants) | Capex | £M | 3
C1.1 | New basic meters requested by existing customers (optants) | Capex | £M | 3
C1.2 | New AMR meters requested by existing customers (optants) | Capex | £M | 3
C1.3 | New AMI meters requested by existing customers (optants) | Capex | £M | 3
C2 | New meters requested by existing customers (optants) | Opex | £M | 3
C2.1 | New basic meters requested by existing customers (optants) | Opex | £M | 3
C2.2 | New AMR meters requested by existing customers (optants) | Opex | £M | 3
C2.3 | New AMI meters requested by existing customers (optants) | Opex | £M | 3
C3 | New meters requested by existing customers (optants) | Totex | £M | 3 | 0 | 0 | 0 | 0 | 0 | 0 | 0 | 0 | 0 | 0 | 0 | 0 | 0 | 0 | 0 | 0 | 0 | 0 | 0 | 0 | 0
C4 | New meters introduced by companies for existing customers | Capex | £M | 3
C4.1 | New basic meters introduced by companies for existing customers (optants) | Capex | £M | 3
C4.2 | New AMR meters introduced by companies for existing customers (optants) | Capex | £M | 3
C4.3 | New AMI meters introduced by companies for existing customers (optants) | Capex | £M | 3
C5 | New meters introduced by companies for existing customers | Opex | £M | 3
C5.1 | New basic meters introduced by companies for existing customers (optants) | Opex | £M | 3
C5.2 | New AMR meters introduced by companies for existing customers (optants) | Opex | £M | 3
C5.3 | New AMI meters introduced by companies for existing customers (optants) | Opex | £M | 3
C6 | New meters introduced by companies for existing customers | Totex | £M | 3 | 0 | 0 | 0 | 0 | 0 | 0 | 0 | 0 | 0 | 0 | 0 | 0 | 0 | 0 | 0 | 0 | 0 | 0 | 0 | 0 | 0
C7 | New meters for existing customers - business | Capex | £M | 3
C7.1 | New basic meters for existing customers - business | Capex | £M | 3
C7.2 | New AMR meters for existing customers - business | Capex | £M | 3
C7.3 | New AMI meters for existing customers - business | Capex | £M | 3
C8 | New meters for existing customers - business | Opex | £M | 3
C8.1 | New basic meters for existing customers - business | Opex | £M | 3
C8.2 | New AMR meters for existing customers - business | Opex | £M | 3
C8.3 | New AMI meters for existing customers - business | Opex | £M | 3
C9 | New basic meters for existing customers - business | Totex | £M | 3 | 0 | 0 | 0 | 0 | 0 | 0 | 0 | 0 | 0 | 0 | 0 | 0 | 0 | 0 | 0 | 0 | 0 | 0 | 0 | 0 | 0
C10 | Replacement of existing basic meters with AMR meters | Capex | £M | 3
C11 | Replacement of existing basic meters with AMI meters | Capex | £M | 3
C12 | Smart metering infrastructure | Capex | £M | 3
C13 | Replacement of existing basic meters with AMR meters | Opex | £M | 3
C14 | Replacement of existing basic meters with AMI meters | Opex | £M | 3
C15 | Smart metering infrastructure | Opex | £M | 3
C16 | Replacement of existing basic meters with AMR meters | Totex | £M | 3 | 0 | 0 | 0 | 0 | 0 | 0 | 0 | 0 | 0 | 0 | 0 | 0 | 0 | 0 | 0 | 0 | 0 | 0 | 0 | 0 | 0
C17 | Replacement of existing basic meters with AMI meters | Totex | £M | 3 | 0 | 0 | 0 | 0 | 0 | 0 | 0 | 0 | 0 | 0 | 0 | 0 | 0 | 0 | 0 | 0 | 0 | 0 | 0 | 0 | 0
C18 | Smart metering infrastructure | Totex | £M | 3 | 0 | 0 | 0 | 0 | 0 | 0 | 0 | 0 | 0 | 0 | 0 | 0 | 0 | 0 | 0 | 0 | 0 | 0 | 0 | 0 | 0
C19 | Total metering expenditure | Totex | £M | 3 | 0 | 0 | 0 | 0 | 0 | 0 | 0 | 0 | 0 | 0 | 0 | 0 | 0 | 0 | 0 | 0 | 0 | 0 | 0 | 0 | 0
Table 8d: Summary of total enhancement for programme consistent with RAG reporting requirements |  |  |  |  | Annual totals 2019-20: Annual totals | Five year totals
Reference | Expenditure element | Expenditure type | Unit | Decimal places | 2019-20 | 2020-21 | 2021-22 | 2022-23 | 2023-24 | 2024-25 | 2025-26 | 2026-27 | 2027-28 | 2028-29 | 2029-30 | 2030-31 to 2034-35 | 2035-36 to 2039-40 | 2040-41 to 2044-45 | 2045-46 to 2049-50 | 2050-51 to 2054-55 | 2055-56 to 2059-60 | 2060-61 to 2064-65 | 2065-66 to 2069-70 | 2070-71 to 2074-75 | 2075-76 to 2079-80
D1 | Total enhancement expenditure | Capex | 000's | 3 | 0 | 0 | 0 | 0 | 0 | 0 | 0 | 0 | 0 | 0 | 0 | 0 | 0 | 0 | 0 | 0 | 0 | 0 | 0 | 0 | 0
D2 | Total enhancement expenditure | Opex | 000's | 3 | 0 | 0 | 0 | 0 | 0 | 0 | 0 | 0 | 0 | 0 | 0 | 0 | 0 | 0 | 0 | 0 | 0 | 0 | 0 | 0 | 0
D3 | Total enhancement expenditure | Totex | 000's | 3 | 0 | 0 | 0 | 0 | 0 | 0 | 0 | 0 | 0 | 0 | 0 | 0 | 0 | 0 | 0 | 0 | 0 | 0 | 0 | 0 | 0
Table 8e: Summary of supply demand benefits for programme consistent with RAG reporting requirements |  |  |  |  | Annual totals 2019-20: Annual totals | Five year totals
Reference | Benefit element | Expenditure type | Unit | Decimal places | 2019-20 | 2020-21 | 2021-22 | 2022-23 | 2023-24 | 2024-25 | 2025-26 | 2026-27 | 2027-28 | 2028-29 | 2029-30 | 2030-31 to 2034-35 | 2035-36 to 2039-40 | 2040-41 to 2044-45 | 2045-46 to 2049-50 | 2050-51 to 2054-55 | 2055-56 to 2059-60 | 2060-61 to 2064-65 | 2065-66 to 2069-70 | 2070-71 to 2074-75 | 2075-76 to 2079-80
E1 | Supply-side improvements | Benefit | Ml/d | 2
E2 | Demand-side improvements (excluding leakage and metering) | Benefit | Ml/d | 2
E3 | Leakage improvements | Benefit | Ml/d | 2
E4 | Internal interconnectors* | Benefit | Ml/d | 2
E5 | Metering improvements | Benefit | Ml/d | 2 | 0 | 0 | 0 | 0 | 0 | 0 | 0 | 0 | 0 | 0 | 0 | 0 | 0 | 0 | 0 | 0 | 0 | 0 | 0 | 0 | 0
E5.1 | Benefits from new basic meter installations (household) | Benefit | Ml/d | 2
E5.2 | Benefits from new AMR meter installations (household) | Benefit | Ml/d | 2
E5.3 | Benefits from new AMI meter installations (household) | Benefit | Ml/d | 2
E5.4 | Benefits from replacing (or upgrading) existing basic meters with AMR meters (household) | Benefit | Ml/d | 2
E5.5 | Benefits from replacing (or upgrading) existing basic or AMR meters with AMI meters (household) | Benefit | Ml/d | 2
E5.6 | Benefits from replacing (or upgrading) existing basic meters with AMR meters (non-household) | Benefit | Ml/d | 2
E5.7 | Benefits from replacing (or upgrading) existing basic or AMR meters with AMI meters (non-household) | Benefit | Ml/d | 2
Table 8f: Summary of totex leakage expenditure for programme consistent with RAG reporting requirements |  |  |  |  | Annual totals 2019-20: Annual totals | Five year totals
Reference | Expenditure element | Expenditure type | Unit | Decimal places | 2019-20 | 2020-21 | 2021-22 | 2022-23 | 2023-24 | 2024-25 | 2025-26 | 2026-27 | 2027-28 | 2028-29 | 2029-30 | 2030-31 to 2034-35 | 2035-36 to 2039-40 | 2040-41 to 2044-45 | 2045-46 to 2049-50 | 2050-51 to 2054-55 | 2055-56 to 2059-60 | 2060-61 to 2064-65 | 2065-66 to 2069-70 | 2070-71 to 2074-75 | 2075-76 to 2079-80
F27 | Total leakage activity - Maintaining leakage | Totex | 000's | 3
F28 | Total leakage activity - Reducing leakage | Totex | 000's | 3
Water Company | Veolia Water Projects Limited | Version |  |  | Annual totals 2019-20: Back to title page
Planning Scenario | Ofwat Core programme | NPV cost associated with plan (£000)
Table 8a: Summary Base Totex expenditure for programme consistent with RAG reporting requirements |  |  |  |  | Annual totals 2019-20: Annual totals | Five year totals
Reference | Expenditure element | Expenditure type | Unit | Decimal places | 2019-20 | 2020-21 | 2021-22 | 2022-23 | 2023-24 | 2024-25 | 2025-26 | 2026-27 | 2027-28 | 2028-29 | 2029-30 | 2030-31 to 2034-35 | 2035-36 to 2039-40 | 2040-41 to 2044-45 | 2045-46 to 2049-50 | 2050-51 to 2054-55 | 2055-56 to 2059-60 | 2060-61 to 2064-65 | 2065-66 to 2069-70 | 2070-71 to 2074-75 | 2075-76 to 2079-80
A1 | Totex increases (base) | Totex | 000's | 3 | bar: Annual totals 2019-20 to Annual totals 2024-25
A2 | Totex savings (base) | Totex | 000's | 3 | bar: Annual totals 2019-20 to Annual totals 2024-25
A3 | Total totex variance (base) | Totex | 000's | 3 | 0 | 0 | 0 | 0 | 0 | 0 | 0 | 0 | 0 | 0 | 0 | 0 | 0 | 0 | 0 | 0 | 0 | 0 | 0 | 0 | 0
Table 8b: Summary of supply-demand balance enhancement expenditure for programme consistent with RAG reporting requirements |  |  |  |  | Annual totals 2019-20: Annual totals | Five year totals
Reference | Expenditure element | Expenditure type | Unit | Decimal places | 2019-20 | 2020-21 | 2021-22 | 2022-23 | 2023-24 | 2024-25 | 2025-26 | 2026-27 | 2027-28 | 2028-29 | 2029-30 | 2030-31 to 2034-35 | 2035-36 to 2039-40 | 2040-41 to 2044-45 | 2045-46 to 2049-50 | 2050-51 to 2054-55 | 2055-56 to 2059-60 | 2060-61 to 2064-65 | 2065-66 to 2069-70 | 2070-71 to 2074-75 | 2075-76 to 2079-80
B1 | Supply-side improvements | Capex | 000's | 3
B2 | Supply-side improvements | Opex | 000's | 3
B3 | Supply-side improvements | Totex | 000's | 3 | 0 | 0 | 0 | 0 | 0 | 0 | 0 | 0 | 0 | 0 | 0 | 0 | 0 | 0 | 0 | 0 | 0 | 0 | 0 | 0 | 0
B4 | Demand-side improvements (excl. leakage and metering) | Capex | 000's | 3
B5 | Demand-side improvements (excl. leakage and metering) | Opex | 000's | 3
B6 | Demand-side improvements (excl. leakage and metering) | Totex | 000's | 3 | 0 | 0 | 0 | 0 | 0 | 0 | 0 | 0 | 0 | 0 | 0 | 0 | 0 | 0 | 0 | 0 | 0 | 0 | 0 | 0 | 0
B7 | Leakage improvements | Capex | 000's | 3
B8 | Leakage improvements | Opex | 000's | 3
B9 | Leakage improvements | Totex | 000's | 3 | 0 | 0 | 0 | 0 | 0 | 0 | 0 | 0 | 0 | 0 | 0 | 0 | 0 | 0 | 0 | 0 | 0 | 0 | 0 | 0 | 0
B10 | Internal interconnectors | Capex | 000's | 3
B11 | Internal interconnectors | Opex | 000's | 3
B12 | Internal interconnectors | Totex | 000's | 3 | 0 | 0 | 0 | 0 | 0 | 0 | 0 | 0 | 0 | 0 | 0 | 0 | 0 | 0 | 0 | 0 | 0 | 0 | 0 | 0 | 0
B13 | Strategic regional water resources | Capex | 000's | 3
B14 | Strategic regional water resources | Opex | 000's | 3
B15 | Strategic regional water resources | Totex | 000's | 3 | 0 | 0 | 0 | 0 | 0 | 0 | 0 | 0 | 0 | 0 | 0 | 0 | 0 | 0 | 0 | 0 | 0 | 0 | 0 | 0 | 0
B16 | Total supply demand expenditure | Totex | 000's | 3 | 0 | 0 | 0 | 0 | 0 | 0 | 0 | 0 | 0 | 0 | 0 | 0 | 0 | 0 | 0 | 0 | 0 | 0 | 0 | 0 | 0
Table 8c: Summary of metering enhancement expenditure for programme consistent with RAG reporting requirements |  |  |  |  | Annual totals 2019-20: Annual totals | Five year totals
Reference | Expenditure element | Expenditure type | Unit | Decimal places | 2019-20 | 2020-21 | 2021-22 | 2022-23 | 2023-24 | 2024-25 | 2025-26 | 2026-27 | 2027-28 | 2028-29 | 2029-30 | 2030-31 to 2034-35 | 2035-36 to 2039-40 | 2040-41 to 2044-45 | 2045-46 to 2049-50 | 2050-51 to 2054-55 | 2055-56 to 2059-60 | 2060-61 to 2064-65 | 2065-66 to 2069-70 | 2070-71 to 2074-75 | 2075-76 to 2079-80
C1 | New meters requested by existing customers (optants) | Capex | £M | 3
C1.1 | New basic meters requested by existing customers (optants) | Capex | £M | 3
C1.2 | New AMR meters requested by existing customers (optants) | Capex | £M | 3
C1.3 | New AMI meters requested by existing customers (optants) | Capex | £M | 3
C2 | New meters requested by existing customers (optants) | Opex | £M | 3
C2.1 | New basic meters requested by existing customers (optants) | Opex | £M | 3
C2.2 | New AMR meters requested by existing customers (optants) | Opex | £M | 3
C2.3 | New AMI meters requested by existing customers (optants) | Opex | £M | 3
C3 | New meters requested by existing customers (optants) | Totex | £M | 3 | 0 | 0 | 0 | 0 | 0 | 0 | 0 | 0 | 0 | 0 | 0 | 0 | 0 | 0 | 0 | 0 | 0 | 0 | 0 | 0 | 0
C4 | New meters introduced by companies for existing customers | Capex | £M | 3
C4.1 | New basic meters introduced by companies for existing customers (optants) | Capex | £M | 3
C4.2 | New AMR meters introduced by companies for existing customers (optants) | Capex | £M | 3
C4.3 | New AMI meters introduced by companies for existing customers (optants) | Capex | £M | 3
C5 | New meters introduced by companies for existing customers | Opex | £M | 3
C5.1 | New basic meters introduced by companies for existing customers (optants) | Opex | £M | 3
C5.2 | New AMR meters introduced by companies for existing customers (optants) | Opex | £M | 3
C5.3 | New AMI meters introduced by companies for existing customers (optants) | Opex | £M | 3
C6 | New meters introduced by companies for existing customers | Totex | £M | 3 | 0 | 0 | 0 | 0 | 0 | 0 | 0 | 0 | 0 | 0 | 0 | 0 | 0 | 0 | 0 | 0 | 0 | 0 | 0 | 0 | 0
C7 | New meters for existing customers - business | Capex | £M | 3
C7.1 | New basic meters for existing customers - business | Capex | £M | 3
C7.2 | New AMR meters for existing customers - business | Capex | £M | 3
C7.3 | New AMI meters for existing customers - business | Capex | £M | 3
C8 | New meters for existing customers - business | Opex | £M | 3
C8.1 | New basic meters for existing customers - business | Opex | £M | 3
C8.2 | New AMR meters for existing customers - business | Opex | £M | 3
C8.3 | New AMI meters for existing customers - business | Opex | £M | 3
C9 | New basic meters for existing customers - business | Totex | £M | 3 | 0 | 0 | 0 | 0 | 0 | 0 | 0 | 0 | 0 | 0 | 0 | 0 | 0 | 0 | 0 | 0 | 0 | 0 | 0 | 0 | 0
C10 | Replacement of existing basic meters with AMR meters | Capex | £M | 3
C11 | Replacement of existing basic meters with AMI meters | Capex | £M | 3
C12 | Smart metering infrastructure | Capex | £M | 3
C13 | Replacement of existing basic meters with AMR meters | Opex | £M | 3
C14 | Replacement of existing basic meters with AMI meters | Opex | £M | 3
C15 | Smart metering infrastructure | Opex | £M | 3
C16 | Replacement of existing basic meters with AMR meters | Totex | £M | 3 | 0 | 0 | 0 | 0 | 0 | 0 | 0 | 0 | 0 | 0 | 0 | 0 | 0 | 0 | 0 | 0 | 0 | 0 | 0 | 0 | 0
C17 | Replacement of existing basic meters with AMI meters | Totex | £M | 3 | 0 | 0 | 0 | 0 | 0 | 0 | 0 | 0 | 0 | 0 | 0 | 0 | 0 | 0 | 0 | 0 | 0 | 0 | 0 | 0 | 0
C18 | Smart metering infrastructure | Totex | £M | 3 | 0 | 0 | 0 | 0 | 0 | 0 | 0 | 0 | 0 | 0 | 0 | 0 | 0 | 0 | 0 | 0 | 0 | 0 | 0 | 0 | 0
C19 | Total metering expenditure | Totex | £M | 3 | 0 | 0 | 0 | 0 | 0 | 0 | 0 | 0 | 0 | 0 | 0 | 0 | 0 | 0 | 0 | 0 | 0 | 0 | 0 | 0 | 0
Table 8d: Summary of total enhancement for programme consistent with RAG reporting requirements |  |  |  |  | Annual totals 2019-20: Annual totals | Five year totals
Reference | Expenditure element | Expenditure type | Unit | Decimal places | 2019-20 | 2020-21 | 2021-22 | 2022-23 | 2023-24 | 2024-25 | 2025-26 | 2026-27 | 2027-28 | 2028-29 | 2029-30 | 2030-31 to 2034-35 | 2035-36 to 2039-40 | 2040-41 to 2044-45 | 2045-46 to 2049-50 | 2050-51 to 2054-55 | 2055-56 to 2059-60 | 2060-61 to 2064-65 | 2065-66 to 2069-70 | 2070-71 to 2074-75 | 2075-76 to 2079-80
D1 | Total enhancement expenditure | Capex | 000's | 3 | 0 | 0 | 0 | 0 | 0 | 0 | 0 | 0 | 0 | 0 | 0 | 0 | 0 | 0 | 0 | 0 | 0 | 0 | 0 | 0 | 0
D2 | Total enhancement expenditure | Opex | 000's | 3 | 0 | 0 | 0 | 0 | 0 | 0 | 0 | 0 | 0 | 0 | 0 | 0 | 0 | 0 | 0 | 0 | 0 | 0 | 0 | 0 | 0
D3 | Total enhancement expenditure | Totex | 000's | 3 | 0 | 0 | 0 | 0 | 0 | 0 | 0 | 0 | 0 | 0 | 0 | 0 | 0 | 0 | 0 | 0 | 0 | 0 | 0 | 0 | 0
Table 8e: Summary of supply demand benefits for programme consistent with RAG reporting requirements |  |  |  |  | Annual totals 2019-20: Annual totals | Five year totals
Reference | Benefit element | Expenditure type | Unit | Decimal places | 2019-20 | 2020-21 | 2021-22 | 2022-23 | 2023-24 | 2024-25 | 2025-26 | 2026-27 | 2027-28 | 2028-29 | 2029-30 | 2030-31 to 2034-35 | 2035-36 to 2039-40 | 2040-41 to 2044-45 | 2045-46 to 2049-50 | 2050-51 to 2054-55 | 2055-56 to 2059-60 | 2060-61 to 2064-65 | 2065-66 to 2069-70 | 2070-71 to 2074-75 | 2075-76 to 2079-80
E1 | Supply-side improvements | Benefit | Ml/d | 2
E2 | Demand-side improvements (excluding leakage and metering) | Benefit | Ml/d | 2
E3 | Leakage improvements | Benefit | Ml/d | 2
E4 | Internal interconnectors* | Benefit | Ml/d | 2
E5 | Metering improvements | Benefit | Ml/d | 2 | 0 | 0 | 0 | 0 | 0 | 0 | 0 | 0 | 0 | 0 | 0 | 0 | 0 | 0 | 0 | 0 | 0 | 0 | 0 | 0 | 0
E5.1 | Benefits from new basic meter installations (household) | Benefit | Ml/d | 2
E5.2 | Benefits from new AMR meter installations (household) | Benefit | Ml/d | 2
E5.3 | Benefits from new AMI meter installations (household) | Benefit | Ml/d | 2
E5.4 | Benefits from replacing (or upgrading) existing basic meters with AMR meters (household) | Benefit | Ml/d | 2
E5.5 | Benefits from replacing (or upgrading) existing basic or AMR meters with AMI meters (household) | Benefit | Ml/d | 2
E5.6 | Benefits from replacing (or upgrading) existing basic meters with AMR meters (non-household) | Benefit | Ml/d | 2
E5.7 | Benefits from replacing (or upgrading) existing basic or AMR meters with AMI meters (non-household) | Benefit | Ml/d | 2

## Option Typs_Grps
Option Type | Option Group | COMPANY | WRZ_NAME | RZ_ID | WC id | WRZ id | Combined id
Aquifer recharge/Aquifer storage recovery | Resource Options | Affinity Water | 1 Misbourne | 63 | AFW | MS1 | AFWMS1
Catchment management | Resource Options | Affinity Water | 2 Colne | 62 | AFW | CN2 | AFWCN2
Conjunctive use | Resource Options | Affinity Water | 3 Lee | 61 | AFW | LE3 | AFWLE3
Desalination | Resource Options | Affinity Water | 4 Pinn | 64 | AFW | PN4 | AFWPN4
Drought permits/orders | Resource Options | Affinity Water | 5 Stort | 60 | AFW | ST5 | AFWST5
External raw water bulk supply/transfer | Resource Options | Affinity Water | 6 Wey | 65 | AFW | WY6 | AFWWY6
Groundwater enhancement | Resource Options | Affinity Water | 7 Dour | 66 | AFW | DR7 | AFWDR7
Internal raw water transfer | Resource Options | Affinity Water | 8 Brett | 59 | AFW | BR8 | AFWBR8
International import | Resource Options | Anglian Water | Essex Central |  | AWS | EXC | AWSEXC
Licence trading | Resource Options | Anglian Water | Essex South |  | AWS | EXS | AWSEXS
New groundwater | Resource Options | Anglian Water | Fenland |  | AWS | FND | AWSFND
New reservoir | Resource Options | Anglian Water | Hartlepool |  | AWS | HPL | AWSHPL
New surface water | Resource Options | Anglian Water | Lincolnshire Bourne |  | AWS | LNB | AWSLNB
New technology | Resource Options | Anglian Water | Lincolnshire Central |  | AWS | LNC | AWSLNC
New water treatment works | Resource Options | Anglian Water | Lincolnshire East |  | AWS | LNE | AWSLNE
Reduction of raw water losses | Resource Options | Anglian Water | Lincolnshire Retford and Gainsborough |  | AWS | LNN | AWSLNN
Reservoir enlargement | Resource Options | Anglian Water | Norfolk Aylsham |  | AWS | NAY | AWSNAY
Surface water enhancement | Resource Options | Anglian Water | Norfolk Bradenham |  | AWS | NBR | AWSNBR
Water reuse | Resource Options | Anglian Water | Norfolk East Dereham |  | AWS | NED | AWSNED
New/Enhanced pumping station | Production Options | Anglian Water | Norfolk East Harling |  | AWS | NEH | AWSNEH
Outage reduction | Production Options | Anglian Water | Norfolk Happisburgh |  | AWS | NHA | AWSNHA
Water treatment works capacity increase | Production Options | Anglian Water | Norfolk Harleston |  | AWS | NHL | AWSNHL
Water treatment works loss recovery | Production Options | Anglian Water | Norfolk North Coast |  | AWS | NNC | AWSNNC
Active leakage management | Distribution Options | Anglian Water | Norfolk Norwich & the Broads |  | AWS | NTB | AWSNTB
External potable bulk supply/transfer | Distribution Options | Anglian Water | Norfolk Wymondham |  | AWS | NWY | AWSNWY
Internal potable transfer | Distribution Options | Anglian Water | Ruthamford Central |  | AWS | RTC | AWSRTC
Mains replacement (not trunk mains) | Distribution Options | Anglian Water | Ruthamford North |  | AWS | RTN | AWSRTN
Other leakage control | Distribution Options | Anglian Water | Ruthamford South |  | AWS | RTS | AWSRTS
Pressure management | Distribution Options | Anglian Water | Ruthamford West |  | AWS | RTW | AWSRTW
Trunk mains renewal/new | Distribution Options | Anglian Water | South Humber Bank |  | AWS | SHB | AWSSHB
Change in levels of service | Customer Options | Anglian Water | Suffolk East |  | AWS | SUE | AWSSUE
Household water audit | Customer Options | Anglian Water | Suffolk Ixworth |  | AWS | SUI | AWSSUI
Household water recycling | Customer Options | Anglian Water | Suffolk Sudbury |  | AWS | SUS | AWSSUS
Metering change of occupancy | Customer Options | Anglian Water | Suffolk Thetford |  | AWS | SUT | AWSSUT
Metering compulsory | Customer Options | Anglian Water | Suffolk West & Cambs |  | AWS | SWC | AWSSWC
Metering optants | Customer Options | Bristol Water | Bristol | 97 | BWX | BRS | BWXBRS
Metering other selective | Customer Options | Cambridge Water | Cambridge | 54 | CAM | CAM | CAMCAM
Non-household water audit | Customer Options | Dwr Cymru Welsh Water | Alwen /Dee | 203 | DCW | ALW | DCWALW
Other water efficiency | Customer Options | Dwr Cymru Welsh Water | Bala | 209 | DCW | BAL | DCWBAL
Rainwater harvesting | Customer Options | Dwr Cymru Welsh Water | Blaenau Ffestiniog | 208 | DCW | BFF | DCWBFF
Retrofitting indoor water efficiency devices | Customer Options | Dwr Cymru Welsh Water | Brecon | 221 | DCW | BCN | DCWBCN
Supply pipe repairs / replacement | Customer Options | Dwr Cymru Welsh Water | Clwyd Coastal | 204 | DCW | CCT | DCWCCT
Tariff | Customer Options | Dwr Cymru Welsh Water | Dyffryn Conwy | 205 | DCW | CWY | DCWCWY
Water efficiency customer education / awareness | Customer Options | Dwr Cymru Welsh Water | Elan/Builth Wells | 215 | DCW | EBW | DCWEBW
Drought - water use restrictions | Customer Options | Dwr Cymru Welsh Water | Harlech/Barmouth | 210 | DCW | HBA | DCWHBA
|  | Dwr Cymru Welsh Water | Hereford C.U. System | 217 | DCW | HRF | DCWHRF
|  | Dwr Cymru Welsh Water | Lleyn | 207 | DCW | LLN | DCWLLN
|  | Dwr Cymru Welsh Water | Llyswen | 220 | DCW | LYW | DCWLYW
|  | Dwr Cymru Welsh Water | Mid & South Ceredigion | 214 | DCW | MSC | DCWMSC
|  | Dwr Cymru Welsh Water | Monmouth | 226 | DCW | MNM | DCWMNM
|  | Dwr Cymru Welsh Water | North Ceredigion | 213 | DCW | NTC | DCWNTC
|  | Dwr Cymru Welsh Water | North Eryri / Ynys Mon | 206 | DCW | NTE | DCWNTE
|  | Dwr Cymru Welsh Water | Pembrokeshire | 223 | DCW | PBK | DCWPBK
|  | Dwr Cymru Welsh Water | Pilleth | 216 | DCW | PLH | DCWPLH
|  | Dwr Cymru Welsh Water | Ross-on-Wye | 225 | DCW | ROW | DCWROW
|  | Dwr Cymru Welsh Water | SE Wales C.U. System | 224 | DCW | SEW | DCWSEW
|  | Dwr Cymru Welsh Water | South Meirionydd | 211 | DCW | SMR | DCWSMR
|  | Dwr Cymru Welsh Water | Tywi C.U. System | 222 | DCW | TYW | DCWTYW
|  | Dwr Cymru Welsh Water | Tywyn / Aberdyfi | 212 | DCW | TYN | DCWTYN
|  | Dwr Cymru Welsh Water | Vowchurch | 219 | DCW | VWH | DCWVWH
|  | Dwr Cymru Welsh Water | Whitbourne | 218 | DCW | WTB | DCWWTB
|  | Essex and Suffolk Water | Blyth | 56 | ESW | BLY | ESWBLY
|  | Essex and Suffolk Water | Essex | 58 | ESW | ESX | ESWESX
|  | Essex and Suffolk Water | Hartismere | 57 | ESW | HRT | ESWHRT
|  | Essex and Suffolk Water | Northern Central | 55 | ESW | NCT | ESWNCT
|  | Hafren dyfrdwy | Llandinam and Llanwrin | 50 | HDD | LAL | HDDLAL
|  | Hafren dyfrdwy | Llanfyllin |  | HDD | LLF | HDDLLF
|  | Hafren dyfrdwy | Saltney |  | HDD | SAL | HDDSAL
|  | Hafren dyfrdwy | Wrexham | 202 | HDD | WRX | HDDWRX
|  | Northumbrian Water | Berwick-Fowberry | 1 | NWL | BWF | NWLBWF
|  | Northumbrian Water | Kielder | 2 | NWL | KLD | NWLKLD
|  | Portsmouth Water | Portsmouth | 96 | PWS | PRT | PWSPRT
|  | SES Water | SES Water | 95 | SES | SES | SESSES
|  | Severn Trent Water | Bishops Castle | 51 | SVT | BCS | SVTBCS
|  | Severn Trent Water | Chester | 92 | SVT | CHS | SVTCHS
|  | Severn Trent Water | Forest and Stroud | 52 | SVT | FAS | SVTFAS
|  | Severn Trent Water | Kinsall | 47 | SVT | KSL | SVTKSL
|  | Severn Trent Water | Mardy | 48 | SVT | MDY | SVTMDY
|  | Severn Trent Water | Newark | 39 | SVT | NWK | SVTNWK
|  | Severn Trent Water | North Staffs | 42 | SVT | NST | SVTNST
|  | Severn Trent Water | Rutland | 40 | SVT | RTL | SVTRTL
|  | Severn Trent Water | Ruyton | 49 | SVT | RYN | SVTRYN
|  | Severn Trent Water | Shelton | 44 | SVT | SHN | SVTSHN
|  | Severn Trent Water | Stafford | 43 | SVT | STF | SVTSTF
|  | Severn Trent Water | SvT - Nottinghamshire | 38 | SVT | NTT | SVTNTT
|  | Severn Trent Water | SvT- Strategic Grid | 41 | SVT | SGD | SVTSGD
|  | Severn Trent Water | Whitchurch and Wem | 46 | SVT | WAW | SVTWAW
|  | Severn Trent Water | Wolverhampton | 45 | SVT | WVH | SVTWVH
|  | South East Water | Tunbridge Wells (1) | 91 | SEW | TW1 | SEWTW1
|  | South East Water | Haywards Heath (2) | 92 | SEW | HH2 | SEWHH2
|  | South East Water | Eastbourne (3) | 90 | SEW | EB3 | SEWEB3
|  | South East Water | Bracknell (4) | 93 | SEW | BK4 | SEWBK4
|  | South East Water | Farnham (5) | 94 | SEW | FN5 | SEWFN5
|  | South East Water | Maidstone (6) | 88 | SEW | MT6 | SEWMT6
|  | South East Water | Cranbrook (7) | 89 | SEW | CB7 | SEWCB7
|  | South East Water | Ashford (8) | 87 | SEW | AF8 | SEWAF8
|  | South Staffordshire Water | South Staffordshire | 53 | SSW | SSW | SSWSSW
|  | South West Water | Bournemouth | 99 | SWW | BNM | SWWBNM
|  | South West Water | Colliford | 102 | SWW | CLF | SWWCLF
|  | South West Water | Roadford | 101 | SWW | RDF | SWWRDF
|  | South West Water | Wimbleball | 100 | SWW | WMB | SWWWMB
|  | Southern Water | Hamps Andover | 81 | SWS | HAD | SWSHAD
|  | Southern Water | Hamps Kingsclere | 80 | SWS | HKC | SWSHKC
|  | Southern Water | Hamps Rural | 82 | SWS | HRU | SWSHRU
|  | Southern Water | Hamps Winchester | 83 | SWS | HWN | SWSHWN
|  | Southern Water | Isle of Wight | 86 | SWS | IOW | SWSIOW
|  | Southern Water | Kent Medway East | 74 | SWS | KME | SWSKME
|  | Southern Water | Kent Medway West | 73 | SWS | KMW | SWSKMW
|  | Southern Water | Kent Thannet | 75 | SWS | KTH | SWSKTH
|  | Southern Water | Southampton East | 84 | SWS | HSE | SWSHSE
|  | Southern Water | Southampton West | 85 | SWS | HSW | SWSHSW
|  | Southern Water | Sussex Brighton | 77 | SWS | SBR | SWSSBR
|  | Southern Water | Sussex Hastings | 76 | SWS | SHT | SWSSHT
|  | Southern Water | Sussex North | 79 | SWS | SNT | SWSSNT
|  | Southern Water | Sussex Worthing | 78 | SWS | SWR | SWSSWR
|  | Thames Water | Guildford | 72 | TWS | GLF | TWSGLF
|  | Thames Water | Henley | 70 | TWS | HNY | TWSHNY
|  | Thames Water | Kennet Valley | 69 | TWS | KNV | TWSKNV
|  | Thames Water | London | 71 | TWS | LND | TWSLND
|  | Thames Water | Slough Wycombe Aylesbury | 68 | TWS | SWA | TWSSWA
|  | Thames Water | SWOX | 67 | TWS | SWX | TWSSWX
|  | United Utilities | Carlisle | 5 | UUX | CRL | UUXCRL
|  | United Utilities | North Eden | 6 | UUX | NED | UUXNED
|  | United Utilities | UU-Strategic | 7 | UUX | STG | UUXSTG
|  | Veolia Water Projects | Veolia Water P | 103 | VWP | TDW | VWPTDW
|  | Wessex Water | Wessex | 98 | WXW | WSX | WXWWSX
|  | Yorkshire Water | East SWZ | 8 | YWS | EST | YWSEST
|  | Yorkshire Water | Grid SWZ | 9 | YWS | GRD | YWSGRD
|  | NAV | NAV |  | NAV | NAV | NAVNAV
|  | N/A | N/A | N/A | N/A | N/A | N/A
|  | N/A | N/A | N/A | N/A | N/A | N/A